## JATH
|  | IP Address Map of JATH Factory | [16 empty] | Process Engineering Section
[19 empty] | Mr.Nakarin K. | 2024-02-23
Factory 1 | [5 empty] | Factory 2 |  |  |  |  | Factory 3
Line : A | [5 empty] | Line A |  |  |  |  | Line A |  |  |  |  | Line B
|  |  | Gateway (UNO) |  |  |  |  | Gateway (UNO) |  |  |  |  | Gateway (UNO) |  |  |  |  | Gateway (UNO)
| Line PC Andon |  |  |  | Treceability PC |  | Line PC Andon |  |  | Treceability PC |  | Line PC Andon |  |  | Treceability PC |  | Line PC Andon |  |  | Treceability PC
|  |  | L2 Switch |  |  |  |  | L2 Switch |  |  |  |  | L2 Switch |  |  |  |  | L2 Switch
| Machine 1 |  |  | Machine 2 |  |  | Machine 1 |  | Machine 2 |  |  | Machine 1 |  | Machine 2 |  |  | Machine 1 |  | Machine 2
Remarks :
: Lower Level Network (Main)
Use 192.168.100.1~192.168.254.254 (Class C)
*Separate the third digit by line [Ledger management]
: Network only within the Machine (Local)
Use 192.168.1.1~192.168.99.254 (Class C)
*It is better to avoid covering it in the line. [Drawing management]
Hub
Touch Panel
Leader
Nutrunner
Robot
PC
PLC
Hub
PC
PLC
Touch Panel
Leader
Nutrunner
Robot
Hub
Hub
Hub
Touch Panel
Leader
Nutrunner
Robot
PC
PLC
Hub
PC
PLC
Touch Panel
Leader
Nutrunner
Robot
Hub
Hub
Hub
Touch Panel
Leader
Nutrunner
Robot
PC
PLC
Hub
PC
PLC
Touch Panel
Leader
Nutrunner
Robot
Hub
Hub
Hub
Touch Panel
Leader
Nutrunner
Robot
PC
PLC
Hub
PC
PLC
Touch Panel
Leader
Nutrunner
Robot
Hub
Hub
For use with smart factory
For use with smart factory
For use with smart factory
For use with smart factory

## Main(1)
IP address ledger - for lower level (Machine distribution)≫Class C
Upper address registration line name : MACHINING GROUP |  |  | Upper IP address : 10.118.2.21
Usable IP address range : 192.168.100.1 to 192.168.101.255 |  |  | Subnet mask : 255.255.254.0
192.168.100.※※ | [6 empty] | 192.168.101.※※
IP Address | PC Port (Other node port no.) | Machine | Manufacturing | PLC Type | Machine no. | Remarks | IP Address | PC Port (Other node port no.) | Machine | Manufacturing | PLC Type | Machine no. | Remarks
192.168.100.0 | [6 empty] | 192.168.101.0
192.168.100.1 |  | Material stocker(In) | Shinwa | Nano10GX | GR-9037 | 1st Line | 192.168.101.1
192.168.100.2 |  | Centerless Grinding | JMS | - | ↑ | ↑ | 192.168.101.2
192.168.100.3 |  | Material stocker(Out) | Shinwa | Nano10GX | ↑ | ↑ | 192.168.101.3
192.168.100.4 |  | Material stocker(In) | Shinwa | Nano10GX | GR-9038 | ↑ | 192.168.101.4
192.168.100.5 |  | Centerless Grinding | JMS | - | ↑ | ↑ | 192.168.101.5
192.168.100.6 |  | Material stocker(Out) | Shinwa | Nano10GX | ↑ | ↑ | 192.168.101.6
192.168.100.7 |  | Material stocker(In) | Shinwa | Nano10GX | LA-9068 | ↑ | 192.168.101.7
192.168.100.8 |  | Ends Machining | Muratec | FANUC+MITSUBISHI | ↑ | ↑ | 192.168.101.8
192.168.100.9 |  | DMC Laser Marking | KANDA |  | MX-9019 | ↑ | 192.168.101.9
192.168.100.10 |  | Teeth Flats Milling | OKK +KANDA | FANUC | MI-9001 | ↑ | 192.168.101.10
192.168.100.11 |  | Teeth Broaching (Robot) | NACHI | FANUC | BH-9010 | ↑ | 192.168.101.11
192.168.100.12 |  | Teeth Broaching | NACHI | FANUC | ↑ | ↑ | 192.168.101.12
192.168.100.13 |  | Washing | KANDA |  | WM-9056 | ↑ | 192.168.101.13
192.168.100.14 |  | Teeth side hardening and tempering | DKK | MITSUBISHI | HT-9005 | ↑ | 192.168.101.14
192.168.100.15 |  | Teeth Side Straightening | JFP | Nano10GX | ME-9070 | ↑ | 192.168.101.15
192.168.100.16 |  | O.D. Turning Roller Burnishing | DMG MORI | Nano10GX | LA-9069 | ↑ | 192.168.101.16
192.168.100.17 |  | O.D. Turning Roller Burnishing | DMG MORI | Nano10GX | LA-9070 | ↑ | 192.168.101.17
192.168.100.18 |  | O.D. Turning Roller Burnishing | DMG MORI | Nano10GX | LA-9071 | ↑ | 192.168.101.18
192.168.100.19 |  | Washing | JTAP | Nano10GX | WM-9057 | ↑ | 192.168.101.19
192.168.100.20 |  | Rolling | JTEKT | SIEMENS | RL-9000 | ↑ | 192.168.101.20
192.168.100.21 |  | Rolling | JTEKT | SIEMENS | RL-9001 | ↑ | 192.168.101.21
192.168.100.22 |  | Washing | Shinwa |  | WM-9058 | ↑ | 192.168.101.22
192.168.100.23 |  | P.C.D. Measurement | FUKUTOKU | MITSUBISHI | ME-9071 | ↑ | 192.168.101.23
192.168.100.24 |  | Ball Screw Side Induction Hardening & Induction Tempering | DKK | MITSUBISHI | HT-9006 | ↑ | 192.168.101.24
192.168.100.25 |  | Ball Screw Side Straightening | JFP | Nano10GX | ME-9072 | ↑ | 192.168.101.25
192.168.100.26 |  | Brushing & Back Side Buffing | Shinwa | MITSUBISHI | MX-9020 | ↑ | 192.168.101.26
192.168.100.27 |  | Magnetic Crack Detection Demagnetization | JAPAN ELECTRIC INDUSTRY | Nano10GX | ME-9073 | ↑ | 192.168.101.27
192.168.100.28 |  | Washing | I.M.E.(Local) | Nano10GX | WM-9059 | ↑ | 192.168.101.28
192.168.100.29 |  | Visual Inspection | JTAP | Nano10GX | KJ-9133 | ↑ | 192.168.101.29
192.168.100.30 | [6 empty] | 192.168.101.30
192.168.100.31 | [6 empty] | 192.168.101.31
192.168.100.32 | [6 empty] | 192.168.101.32
192.168.100.33 | [6 empty] | 192.168.101.33
192.168.100.34 | [6 empty] | 192.168.101.34
192.168.100.35 | [6 empty] | 192.168.101.35
192.168.100.36 | [6 empty] | 192.168.101.36
192.168.100.37 | [6 empty] | 192.168.101.37
192.168.100.38 | [6 empty] | 192.168.101.38
192.168.100.39 | [6 empty] | 192.168.101.39
192.168.100.40 | [6 empty] | 192.168.101.40
192.168.100.41 | [6 empty] | 192.168.101.41
192.168.100.42 | [6 empty] | 192.168.101.42
192.168.100.43 | [6 empty] | 192.168.101.43
192.168.100.44 | [6 empty] | 192.168.101.44
192.168.100.45 | [6 empty] | 192.168.101.45
192.168.100.46 | [6 empty] | 192.168.101.46
192.168.100.47 | [6 empty] | 192.168.101.47
192.168.100.48 | [6 empty] | 192.168.101.48
192.168.100.49 | [6 empty] | 192.168.101.49
192.168.100.50 | [6 empty] | 192.168.101.50
192.168.100.51 | [6 empty] | 192.168.101.51
192.168.100.52 | [6 empty] | 192.168.101.52
192.168.100.53 | [6 empty] | 192.168.101.53
192.168.100.54 | [6 empty] | 192.168.101.54
192.168.100.55 | [6 empty] | 192.168.101.55
192.168.100.56 | [6 empty] | 192.168.101.56
192.168.100.57 | [6 empty] | 192.168.101.57
192.168.100.58 | [6 empty] | 192.168.101.58
192.168.100.59 | [6 empty] | 192.168.101.59
192.168.100.60 | [6 empty] | 192.168.101.60
192.168.100.61 | [6 empty] | 192.168.101.61
192.168.100.62 | [6 empty] | 192.168.101.62
192.168.100.63 | [6 empty] | 192.168.101.63
192.168.100.64 | [6 empty] | 192.168.101.64
192.168.100.65 | [6 empty] | 192.168.101.65
192.168.100.66 | [6 empty] | 192.168.101.66
192.168.100.67 | [6 empty] | 192.168.101.67
192.168.100.68 | [6 empty] | 192.168.101.68
192.168.100.69 | [6 empty] | 192.168.101.69
192.168.100.70 | [6 empty] | 192.168.101.70
192.168.100.71 | [6 empty] | 192.168.101.71
192.168.100.72 | [6 empty] | 192.168.101.72
192.168.100.73 | [6 empty] | 192.168.101.73
192.168.100.74 | [6 empty] | 192.168.101.74
192.168.100.75 | [6 empty] | 192.168.101.75
192.168.100.76 | [6 empty] | 192.168.101.76
192.168.100.77 | [6 empty] | 192.168.101.77
192.168.100.78 | [6 empty] | 192.168.101.78
192.168.100.79 | [6 empty] | 192.168.101.79
192.168.100.80 | [6 empty] | 192.168.101.80
192.168.100.81 | [6 empty] | 192.168.101.81
192.168.100.82 | [6 empty] | 192.168.101.82
192.168.100.83 | [6 empty] | 192.168.101.83
192.168.100.84 | [6 empty] | 192.168.101.84
192.168.100.85 | [6 empty] | 192.168.101.85
192.168.100.86 | [6 empty] | 192.168.101.86
192.168.100.87 | [6 empty] | 192.168.101.87
192.168.100.88 | [6 empty] | 192.168.101.88
192.168.100.89 | [6 empty] | 192.168.101.89
192.168.100.90 | [6 empty] | 192.168.101.90
192.168.100.91 | [6 empty] | 192.168.101.91
192.168.100.92 | [6 empty] | 192.168.101.92
192.168.100.93 | [6 empty] | 192.168.101.93
192.168.100.94 | [6 empty] | 192.168.101.94
192.168.100.95 | [6 empty] | 192.168.101.95
192.168.100.96 | [6 empty] | 192.168.101.96
192.168.100.97 | [6 empty] | 192.168.101.97
192.168.100.98 | [6 empty] | 192.168.101.98
192.168.100.99 | [6 empty] | 192.168.101.99
192.168.100.100 | [6 empty] | 192.168.101.100
192.168.100.101 | [6 empty] | 192.168.101.101
192.168.100.102 | [6 empty] | 192.168.101.102
192.168.100.103 | [6 empty] | 192.168.101.103
192.168.100.104 | [6 empty] | 192.168.101.104
192.168.100.105 | [6 empty] | 192.168.101.105
192.168.100.106 | [6 empty] | 192.168.101.106
192.168.100.107 | [6 empty] | 192.168.101.107
192.168.100.108 | [6 empty] | 192.168.101.108
192.168.100.109 | [6 empty] | 192.168.101.109
192.168.100.110 | [6 empty] | 192.168.101.110
192.168.100.111 | [6 empty] | 192.168.101.111
192.168.100.112 | [6 empty] | 192.168.101.112
192.168.100.113 | [6 empty] | 192.168.101.113
192.168.100.114 | [6 empty] | 192.168.101.114
192.168.100.115 | [6 empty] | 192.168.101.115
192.168.100.116 | [6 empty] | 192.168.101.116
192.168.100.117 | [6 empty] | 192.168.101.117
192.168.100.118 | [6 empty] | 192.168.101.118
192.168.100.119 | [6 empty] | 192.168.101.119
192.168.100.120 | [6 empty] | 192.168.101.120
192.168.100.121 | [6 empty] | 192.168.101.121
192.168.100.122 | [6 empty] | 192.168.101.122
192.168.100.123 | [6 empty] | 192.168.101.123
192.168.100.124 | [6 empty] | 192.168.101.124
192.168.100.125 | [6 empty] | 192.168.101.125
192.168.100.126 | [6 empty] | 192.168.101.126
192.168.100.127 | [6 empty] | 192.168.101.127
192.168.100.128 | [6 empty] | 192.168.101.128
192.168.100.129 | [6 empty] | 192.168.101.129
192.168.100.130 | [6 empty] | 192.168.101.130
192.168.100.131 | [6 empty] | 192.168.101.131
192.168.100.132 | [6 empty] | 192.168.101.132
192.168.100.133 | [6 empty] | 192.168.101.133
192.168.100.134 | [6 empty] | 192.168.101.134
192.168.100.135 | [6 empty] | 192.168.101.135
192.168.100.136 | [6 empty] | 192.168.101.136
192.168.100.137 | [6 empty] | 192.168.101.137
192.168.100.138 | [6 empty] | 192.168.101.138
192.168.100.139 | [6 empty] | 192.168.101.139
192.168.100.140 | [6 empty] | 192.168.101.140
192.168.100.141 | [6 empty] | 192.168.101.141
192.168.100.142 | [6 empty] | 192.168.101.142
192.168.100.143 | [6 empty] | 192.168.101.143
192.168.100.144 | [6 empty] | 192.168.101.144
192.168.100.145 | [6 empty] | 192.168.101.145
192.168.100.146 | [6 empty] | 192.168.101.146
192.168.100.147 | [6 empty] | 192.168.101.147
192.168.100.148 | [6 empty] | 192.168.101.148
192.168.100.149 | [6 empty] | 192.168.101.149
192.168.100.150 | [6 empty] | 192.168.101.150
192.168.100.151 | [6 empty] | 192.168.101.151
192.168.100.152 | [6 empty] | 192.168.101.152
192.168.100.153 | [6 empty] | 192.168.101.153
192.168.100.154 | [6 empty] | 192.168.101.154
192.168.100.155 | [6 empty] | 192.168.101.155
192.168.100.156 | [6 empty] | 192.168.101.156
192.168.100.157 | [6 empty] | 192.168.101.157
192.168.100.158 | [6 empty] | 192.168.101.158
192.168.100.159 | [6 empty] | 192.168.101.159
192.168.100.160 | [6 empty] | 192.168.101.160
192.168.100.161 | [6 empty] | 192.168.101.161
192.168.100.162 | [6 empty] | 192.168.101.162
192.168.100.163 | [6 empty] | 192.168.101.163
192.168.100.164 | [6 empty] | 192.168.101.164
192.168.100.165 | [6 empty] | 192.168.101.165
192.168.100.166 | [6 empty] | 192.168.101.166
192.168.100.167 | [6 empty] | 192.168.101.167
192.168.100.168 | [6 empty] | 192.168.101.168
192.168.100.169 | [6 empty] | 192.168.101.169
192.168.100.170 | [6 empty] | 192.168.101.170
192.168.100.171 | [6 empty] | 192.168.101.171
192.168.100.172 | [6 empty] | 192.168.101.172
192.168.100.173 | [6 empty] | 192.168.101.173
192.168.100.174 | [6 empty] | 192.168.101.174
192.168.100.175 | [6 empty] | 192.168.101.175
192.168.100.176 | [6 empty] | 192.168.101.176
192.168.100.177 | [6 empty] | 192.168.101.177
192.168.100.178 | [6 empty] | 192.168.101.178
192.168.100.179 | [6 empty] | 192.168.101.179
192.168.100.180 | [6 empty] | 192.168.101.180
192.168.100.181 | [6 empty] | 192.168.101.181
192.168.100.182 | [6 empty] | 192.168.101.182
192.168.100.183 | [6 empty] | 192.168.101.183
192.168.100.184 | [6 empty] | 192.168.101.184
192.168.100.185 | [6 empty] | 192.168.101.185
192.168.100.186 | [6 empty] | 192.168.101.186
192.168.100.187 | [6 empty] | 192.168.101.187
192.168.100.188 | [6 empty] | 192.168.101.188
192.168.100.189 | [6 empty] | 192.168.101.189
192.168.100.190 | [6 empty] | 192.168.101.190
192.168.100.191 | [6 empty] | 192.168.101.191
192.168.100.192 | [6 empty] | 192.168.101.192
192.168.100.193 | [6 empty] | 192.168.101.193
192.168.100.194 | [6 empty] | 192.168.101.194
192.168.100.195 | [6 empty] | 192.168.101.195
192.168.100.196 | [6 empty] | 192.168.101.196
192.168.100.197 | [6 empty] | 192.168.101.197
192.168.100.198 | [6 empty] | 192.168.101.198
192.168.100.199 | [6 empty] | 192.168.101.199
192.168.100.200 | [6 empty] | 192.168.101.200
192.168.100.201 | [6 empty] | 192.168.101.201
192.168.100.202 | [6 empty] | 192.168.101.202
192.168.100.203 | [6 empty] | 192.168.101.203
192.168.100.204 | [6 empty] | 192.168.101.204
192.168.100.205 | [6 empty] | 192.168.101.205
192.168.100.206 | [6 empty] | 192.168.101.206
192.168.100.207 | [6 empty] | 192.168.101.207
192.168.100.208 | [6 empty] | 192.168.101.208
192.168.100.209 | [6 empty] | 192.168.101.209
192.168.100.210 | [6 empty] | 192.168.101.210
192.168.100.211 | [6 empty] | 192.168.101.211
192.168.100.212 | [6 empty] | 192.168.101.212
192.168.100.213 | [6 empty] | 192.168.101.213
192.168.100.214 | [6 empty] | 192.168.101.214
192.168.100.215 | [6 empty] | 192.168.101.215
192.168.100.216 | [6 empty] | 192.168.101.216
192.168.100.217 | [6 empty] | 192.168.101.217
192.168.100.218 | [6 empty] | 192.168.101.218
192.168.100.219 | [6 empty] | 192.168.101.219
192.168.100.220 | [6 empty] | 192.168.101.220
192.168.100.221 | [6 empty] | 192.168.101.221
192.168.100.222 | [6 empty] | 192.168.101.222
192.168.100.223 | [6 empty] | 192.168.101.223
192.168.100.224 | [6 empty] | 192.168.101.224
192.168.100.225 | [6 empty] | 192.168.101.225
192.168.100.226 | [6 empty] | 192.168.101.226
192.168.100.227 | [6 empty] | 192.168.101.227
192.168.100.228 | [6 empty] | 192.168.101.228
192.168.100.229 | [6 empty] | 192.168.101.229
192.168.100.230 | [6 empty] | 192.168.101.230
192.168.100.231 | [6 empty] | 192.168.101.231
192.168.100.232 | [6 empty] | 192.168.101.232
192.168.100.233 | [6 empty] | 192.168.101.233
192.168.100.234 | [6 empty] | 192.168.101.234
192.168.100.235 | [6 empty] | 192.168.101.235
192.168.100.236 | [6 empty] | 192.168.101.236
192.168.100.237 | [6 empty] | 192.168.101.237
192.168.100.238 | [6 empty] | 192.168.101.238
192.168.100.239 | [6 empty] | 192.168.101.239
192.168.100.240 | [6 empty] | 192.168.101.240
192.168.100.241 | [6 empty] | 192.168.101.241
192.168.100.242 | [6 empty] | 192.168.101.242
192.168.100.243 | [6 empty] | 192.168.101.243
192.168.100.244 | [6 empty] | 192.168.101.244
192.168.100.245 | [6 empty] | 192.168.101.245
192.168.100.246 | [6 empty] | 192.168.101.246
192.168.100.247 | [6 empty] | 192.168.101.247
192.168.100.248 | [6 empty] | 192.168.101.248
192.168.100.249 | [6 empty] | 192.168.101.249
192.168.100.250 | [6 empty] | 192.168.101.250
192.168.100.251 | [6 empty] | 192.168.101.251
192.168.100.252 | [6 empty] | 192.168.101.252
192.168.100.253 | [6 empty] | 192.168.101.253
192.168.100.254 | [6 empty] | 192.168.101.254
192.168.100.255 | [6 empty] | 192.168.101.255
IP address allocation rules
192.168.100.1~99 For Machine PLC
192.168.100.100-199 Others (dual etc.)
192.168.100.200-249 Network component equipment
192.168.100.250-254 Prohibited to use (area for maintenance)
Machining Group :
1) Rack,EPS

## Main(2)
IP address ledger - for lower level (Machine distribution)≫Class C
Upper address registration line name : SUB-ASSY GROUP |  |  | Upper IP address : 10.118.2.22
Usable IP address range : 192.168.102.1 to 192.168.103.255 |  |  | Subnet mask : 255.255.254.0
192.168.102.※※ | [6 empty] | 192.168.103.※※
IP Address | PC Port (Other node port no.) | Machine | Manufacturing | PLC Type | Machine no. | Remarks | IP Address | PC Port (Other node port no.) | Machine | Manufacturing | PLC Type | Machine no. | Remarks
192.168.102.0 | [6 empty] | 192.168.103.0
192.168.102.1 |  | Thread Grinding | Mitsui seiki |  | GR-9041 | 1st Line | 192.168.103.1
192.168.102.2 |  | Thread Grinding | Mitsui seiki |  | GR-9042 | ↑ | 192.168.103.2
192.168.102.3 |  | Thread Grinding | Mitsui seiki |  | GR-9043 | ↑ | 192.168.103.3
192.168.102.4 |  | Demagnetizing,Washing,Air Blow | I.M.E.(Local) | Nano10GX | WM-9061 | ↑ | 192.168.103.4
192.168.102.5 |  | P.C.D. Measurement | FUKUTOKU-DAIYA |  | ME-9075 | ↑ | 192.168.103.5
192.168.102.6 |  | No.1 line spare |  |  |  | ↑ | 192.168.103.6
192.168.102.7 |  | ↑ |  |  |  | ↑ | 192.168.103.7
192.168.102.8 |  | ↑ |  |  |  | ↑ | 192.168.103.8
192.168.102.9 |  | ↑ |  |  |  | ↑ | 192.168.103.9
192.168.102.10 |  | ↑ |  |  |  | ↑ | 192.168.103.10
192.168.102.11 |  | ↑ |  |  |  | ↑ | 192.168.103.11
192.168.102.12 |  | ↑ |  |  |  | ↑ | 192.168.103.12
192.168.102.13 |  | ↑ |  |  |  | ↑ | 192.168.103.13
192.168.102.14 |  | ↑ |  |  |  | ↑ | 192.168.103.14
192.168.102.15 |  | ↑ |  |  |  | ↑ | 192.168.103.15
192.168.102.16 |  | ↑ |  |  |  | ↑ | 192.168.103.16
192.168.102.17 |  | ↑ |  |  |  | ↑ | 192.168.103.17
192.168.102.18 |  | ↑ |  |  |  | ↑ | 192.168.103.18
192.168.102.19 |  | ↑ |  |  |  | ↑ | 192.168.103.19
192.168.102.20 |  | ↑ |  |  |  | ↑ | 192.168.103.20
192.168.102.21 |  | DMC Laser Marking | I.M.E.(Local) | Nano10GX | MX-9021 | ↑ | 192.168.103.21
192.168.102.22 |  | Teeth Hobbing | KASHIFUJI |  | GC-9009 | ↑ | 192.168.103.22
192.168.102.23 |  | Induction Hardening Induction Tempering | DKK | MITSUBISHI | HT-9007 | ↑ | 192.168.103.23
192.168.102.24 |  | Teeth Skiving | KASHIFUJI |  | GC-9010 | ↑ | 192.168.103.24
192.168.102.25 |  | O.D. Grinding 1 | JTEKT |  | GR-9039 | ↑ | 192.168.103.25
192.168.102.26 |  | O.D. Grinding 2 O.D. Measurement | JTEKT Marposs |  | GR-9040 | ↑ | 192.168.103.26
192.168.102.27 |  | I.D. Turning I/D Measurement | Takamaz Marposs |  | LA-9072 | ↑ | 192.168.103.27
192.168.102.28 |  | Magnetic Crack Detection Demagnetizing | JAPAN ELECTRIC INDUSTRY |  | ME-9074 | ↑ | 192.168.103.28
192.168.102.29 |  | Washing | I.M.E.(Local) | Nano10GX | WM-9060 | ↑ | 192.168.103.29
192.168.102.30 |  | No.1 line spare |  |  |  | ↑ | 192.168.103.30
192.168.102.31 |  | ↑ |  |  |  | ↑ | 192.168.103.31
192.168.102.32 |  | ↑ |  |  |  | ↑ | 192.168.103.32
192.168.102.33 |  | ↑ |  |  |  | ↑ | 192.168.103.33
192.168.102.34 |  | ↑ |  |  |  | ↑ | 192.168.103.34
192.168.102.35 |  | ↑ |  |  |  | ↑ | 192.168.103.35
192.168.102.36 |  | ↑ |  |  |  | ↑ | 192.168.103.36
192.168.102.37 |  | ↑ |  |  |  | ↑ | 192.168.103.37
192.168.102.38 |  | ↑ |  |  |  | ↑ | 192.168.103.38
192.168.102.39 |  | ↑ |  |  |  | ↑ | 192.168.103.39
192.168.102.40 |  | ↑ |  |  |  | ↑ | 192.168.103.40
192.168.102.41 |  | Washing | I.M.E.(Local) | Nano10GX | WM-9064 | ↑ | 192.168.103.41
192.168.102.42 |  | Magnet Resin Molding | TOYO |  | IM-9003 | ↑ | 192.168.103.42
192.168.102.43 |  | Cooling | Local (TBD) |  | CV-9014 | ↑ | 192.168.103.43
192.168.102.44 |  | S/H DMC Laser Marking S/H Dust Seal Press-fit S/H Bearing Press-fit | NDK | Nano10GX | PR-9070 | ↑ | 192.168.103.44
192.168.102.45 |  | P/S Bearing Press-fit P/S Ring Crimping | NDK | Nano10GX | PR-9071 | ↑ | 192.168.103.45
192.168.102.46 |  | P/S T/B Press-fit | NDK | Nano10GX | PR-9072 | ↑ | 192.168.103.46
192.168.102.47 |  | P/S Magnetic Yoke Press-fit Bush Press-fit | NDK | Nano10GX | PR-9073 | ↑ | 192.168.103.47
192.168.102.48 |  | I/S Magnetization & T/B O-Ring Assembly & P/S Assembly | NDK | Nano10GX | ZM-9002 | ↑ | 192.168.103.48
192.168.102.49 |  | S/A Gap Adjustment & Centering S/A Drill Hole & Pin Press-fit | JMS | Nano10GX | ME-9076 | ↑ | 192.168.103.49
192.168.102.50 |  | I/S O-Ring Assembly & I/S Applying Grease S/A Pre Assembly S/A P/S Bearing Press-fit | NDK | Nano10GX | PR-9074 | ↑ | 192.168.103.50
192.168.102.51 | [6 empty] | 192.168.103.51
192.168.102.52 | [6 empty] | 192.168.103.52
192.168.102.53 | [6 empty] | 192.168.103.53
192.168.102.54 | [6 empty] | 192.168.103.54
192.168.102.55 | [6 empty] | 192.168.103.55
192.168.102.56 | [6 empty] | 192.168.103.56
192.168.102.57 | [6 empty] | 192.168.103.57
192.168.102.58 | [6 empty] | 192.168.103.58
192.168.102.59 | [6 empty] | 192.168.103.59
192.168.102.60 | [6 empty] | 192.168.103.60
192.168.102.61 | [6 empty] | 192.168.103.61
192.168.102.62 | [6 empty] | 192.168.103.62
192.168.102.63 | [6 empty] | 192.168.103.63
192.168.102.64 | [6 empty] | 192.168.103.64
192.168.102.65 | [6 empty] | 192.168.103.65
192.168.102.66 | [6 empty] | 192.168.103.66
192.168.102.67 | [6 empty] | 192.168.103.67
192.168.102.68 | [6 empty] | 192.168.103.68
192.168.102.69 | [6 empty] | 192.168.103.69
192.168.102.70 | [6 empty] | 192.168.103.70
192.168.102.71 | [6 empty] | 192.168.103.71
192.168.102.72 | [6 empty] | 192.168.103.72
192.168.102.73 | [6 empty] | 192.168.103.73
192.168.102.74 | [6 empty] | 192.168.103.74
192.168.102.75 | [6 empty] | 192.168.103.75
192.168.102.76 | [6 empty] | 192.168.103.76
192.168.102.77 | [6 empty] | 192.168.103.77
192.168.102.78 | [6 empty] | 192.168.103.78
192.168.102.79 | [6 empty] | 192.168.103.79
192.168.102.80 | [6 empty] | 192.168.103.80
192.168.102.81 | [6 empty] | 192.168.103.81
192.168.102.82 | [6 empty] | 192.168.103.82
192.168.102.83 | [6 empty] | 192.168.103.83
192.168.102.84 | [6 empty] | 192.168.103.84
192.168.102.85 | [6 empty] | 192.168.103.85
192.168.102.86 | [6 empty] | 192.168.103.86
192.168.102.87 | [6 empty] | 192.168.103.87
192.168.102.88 | [6 empty] | 192.168.103.88
192.168.102.89 | [6 empty] | 192.168.103.89
192.168.102.90 | [6 empty] | 192.168.103.90
192.168.102.91 | [6 empty] | 192.168.103.91
192.168.102.92 | [6 empty] | 192.168.103.92
192.168.102.93 | [6 empty] | 192.168.103.93
192.168.102.94 | [6 empty] | 192.168.103.94
192.168.102.95 | [6 empty] | 192.168.103.95
192.168.102.96 | [6 empty] | 192.168.103.96
192.168.102.97 | [6 empty] | 192.168.103.97
192.168.102.98 | [6 empty] | 192.168.103.98
192.168.102.99 | [6 empty] | 192.168.103.99
192.168.102.100 | [6 empty] | 192.168.103.100
192.168.102.101 | [6 empty] | 192.168.103.101
192.168.102.102 | [6 empty] | 192.168.103.102
192.168.102.103 | [6 empty] | 192.168.103.103
192.168.102.104 | [6 empty] | 192.168.103.104
192.168.102.105 | [6 empty] | 192.168.103.105
192.168.102.106 | [6 empty] | 192.168.103.106
192.168.102.107 | [6 empty] | 192.168.103.107
192.168.102.108 | [6 empty] | 192.168.103.108
192.168.102.109 | [6 empty] | 192.168.103.109
192.168.102.110 | [6 empty] | 192.168.103.110
192.168.102.111 | [6 empty] | 192.168.103.111
192.168.102.112 | [6 empty] | 192.168.103.112
192.168.102.113 | [6 empty] | 192.168.103.113
192.168.102.114 | [6 empty] | 192.168.103.114
192.168.102.115 | [6 empty] | 192.168.103.115
192.168.102.116 | [6 empty] | 192.168.103.116
192.168.102.117 | [6 empty] | 192.168.103.117
192.168.102.118 | [6 empty] | 192.168.103.118
192.168.102.119 | [6 empty] | 192.168.103.119
192.168.102.120 | [6 empty] | 192.168.103.120
192.168.102.121 | [6 empty] | 192.168.103.121
192.168.102.122 | [6 empty] | 192.168.103.122
192.168.102.123 | [6 empty] | 192.168.103.123
192.168.102.124 | [6 empty] | 192.168.103.124
192.168.102.125 | [6 empty] | 192.168.103.125
192.168.102.126 | [6 empty] | 192.168.103.126
192.168.102.127 | [6 empty] | 192.168.103.127
192.168.102.128 | [6 empty] | 192.168.103.128
192.168.102.129 | [6 empty] | 192.168.103.129
192.168.102.130 | [6 empty] | 192.168.103.130
192.168.102.131 | [6 empty] | 192.168.103.131
192.168.102.132 | [6 empty] | 192.168.103.132
192.168.102.133 | [6 empty] | 192.168.103.133
192.168.102.134 | [6 empty] | 192.168.103.134
192.168.102.135 | [6 empty] | 192.168.103.135
192.168.102.136 | [6 empty] | 192.168.103.136
192.168.102.137 | [6 empty] | 192.168.103.137
192.168.102.138 | [6 empty] | 192.168.103.138
192.168.102.139 | [6 empty] | 192.168.103.139
192.168.102.140 | [6 empty] | 192.168.103.140
192.168.102.141 | [6 empty] | 192.168.103.141
192.168.102.142 | [6 empty] | 192.168.103.142
192.168.102.143 | [6 empty] | 192.168.103.143
192.168.102.144 | [6 empty] | 192.168.103.144
192.168.102.145 | [6 empty] | 192.168.103.145
192.168.102.146 | [6 empty] | 192.168.103.146
192.168.102.147 | [6 empty] | 192.168.103.147
192.168.102.148 | [6 empty] | 192.168.103.148
192.168.102.149 | [6 empty] | 192.168.103.149
192.168.102.150 | [6 empty] | 192.168.103.150
192.168.102.151 | [6 empty] | 192.168.103.151
192.168.102.152 | [6 empty] | 192.168.103.152
192.168.102.153 | [6 empty] | 192.168.103.153
192.168.102.154 | [6 empty] | 192.168.103.154
192.168.102.155 | [6 empty] | 192.168.103.155
192.168.102.156 | [6 empty] | 192.168.103.156
192.168.102.157 | [6 empty] | 192.168.103.157
192.168.102.158 | [6 empty] | 192.168.103.158
192.168.102.159 | [6 empty] | 192.168.103.159
192.168.102.160 | [6 empty] | 192.168.103.160
192.168.102.161 | [6 empty] | 192.168.103.161
192.168.102.162 | [6 empty] | 192.168.103.162
192.168.102.163 | [6 empty] | 192.168.103.163
192.168.102.164 | [6 empty] | 192.168.103.164
192.168.102.165 | [6 empty] | 192.168.103.165
192.168.102.166 | [6 empty] | 192.168.103.166
192.168.102.167 | [6 empty] | 192.168.103.167
192.168.102.168 | [6 empty] | 192.168.103.168
192.168.102.169 | [6 empty] | 192.168.103.169
192.168.102.170 | [6 empty] | 192.168.103.170
192.168.102.171 | [6 empty] | 192.168.103.171
192.168.102.172 | [6 empty] | 192.168.103.172
192.168.102.173 | [6 empty] | 192.168.103.173
192.168.102.174 | [6 empty] | 192.168.103.174
192.168.102.175 | [6 empty] | 192.168.103.175
192.168.102.176 | [6 empty] | 192.168.103.176
192.168.102.177 | [6 empty] | 192.168.103.177
192.168.102.178 | [6 empty] | 192.168.103.178
192.168.102.179 | [6 empty] | 192.168.103.179
192.168.102.180 | [6 empty] | 192.168.103.180
192.168.102.181 | [6 empty] | 192.168.103.181
192.168.102.182 | [6 empty] | 192.168.103.182
192.168.102.183 | [6 empty] | 192.168.103.183
192.168.102.184 | [6 empty] | 192.168.103.184
192.168.102.185 | [6 empty] | 192.168.103.185
192.168.102.186 | [6 empty] | 192.168.103.186
192.168.102.187 | [6 empty] | 192.168.103.187
192.168.102.188 | [6 empty] | 192.168.103.188
192.168.102.189 | [6 empty] | 192.168.103.189
192.168.102.190 | [6 empty] | 192.168.103.190
192.168.102.191 | [6 empty] | 192.168.103.191
192.168.102.192 | [6 empty] | 192.168.103.192
192.168.102.193 | [6 empty] | 192.168.103.193
192.168.102.194 | [6 empty] | 192.168.103.194
192.168.102.195 | [6 empty] | 192.168.103.195
192.168.102.196 | [6 empty] | 192.168.103.196
192.168.102.197 | [6 empty] | 192.168.103.197
192.168.102.198 | [6 empty] | 192.168.103.198
192.168.102.199 | [6 empty] | 192.168.103.199
192.168.102.200 | [6 empty] | 192.168.103.200
192.168.102.201 | [6 empty] | 192.168.103.201
192.168.102.202 | [6 empty] | 192.168.103.202
192.168.102.203 | [6 empty] | 192.168.103.203
192.168.102.204 | [6 empty] | 192.168.103.204
192.168.102.205 | [6 empty] | 192.168.103.205
192.168.102.206 | [6 empty] | 192.168.103.206
192.168.102.207 | [6 empty] | 192.168.103.207
192.168.102.208 | [6 empty] | 192.168.103.208
192.168.102.209 | [6 empty] | 192.168.103.209
192.168.102.210 | [6 empty] | 192.168.103.210
192.168.102.211 | [6 empty] | 192.168.103.211
192.168.102.212 | [6 empty] | 192.168.103.212
192.168.102.213 | [6 empty] | 192.168.103.213
192.168.102.214 | [6 empty] | 192.168.103.214
192.168.102.215 | [6 empty] | 192.168.103.215
192.168.102.216 | [6 empty] | 192.168.103.216
192.168.102.217 | [6 empty] | 192.168.103.217
192.168.102.218 | [6 empty] | 192.168.103.218
192.168.102.219 | [6 empty] | 192.168.103.219
192.168.102.220 | [6 empty] | 192.168.103.220
192.168.102.221 | [6 empty] | 192.168.103.221
192.168.102.222 | [6 empty] | 192.168.103.222
192.168.102.223 | [6 empty] | 192.168.103.223
192.168.102.224 | [6 empty] | 192.168.103.224
192.168.102.225 | [6 empty] | 192.168.103.225
192.168.102.226 | [6 empty] | 192.168.103.226
192.168.102.227 | [6 empty] | 192.168.103.227
192.168.102.228 | [6 empty] | 192.168.103.228
192.168.102.229 | [6 empty] | 192.168.103.229
192.168.102.230 | [6 empty] | 192.168.103.230
192.168.102.231 | [6 empty] | 192.168.103.231
192.168.102.232 | [6 empty] | 192.168.103.232
192.168.102.233 | [6 empty] | 192.168.103.233
192.168.102.234 | [6 empty] | 192.168.103.234
192.168.102.235 | [6 empty] | 192.168.103.235
192.168.102.236 | [6 empty] | 192.168.103.236
192.168.102.237 | [6 empty] | 192.168.103.237
192.168.102.238 | [6 empty] | 192.168.103.238
192.168.102.239 | [6 empty] | 192.168.103.239
192.168.102.240 | [6 empty] | 192.168.103.240
192.168.102.241 | [6 empty] | 192.168.103.241
192.168.102.242 | [6 empty] | 192.168.103.242
192.168.102.243 | [6 empty] | 192.168.103.243
192.168.102.244 | [6 empty] | 192.168.103.244
192.168.102.245 | [6 empty] | 192.168.103.245
192.168.102.246 | [6 empty] | 192.168.103.246
192.168.102.247 | [6 empty] | 192.168.103.247
192.168.102.248 | [6 empty] | 192.168.103.248
192.168.102.249 | [6 empty] | 192.168.103.249
192.168.102.250 | [6 empty] | 192.168.103.250
192.168.102.251 | [6 empty] | 192.168.103.251
192.168.102.252 | [6 empty] | 192.168.103.252
192.168.102.253 | [6 empty] | 192.168.103.253
192.168.102.254 | [6 empty] | 192.168.103.254
192.168.102.255 | [6 empty] | 192.168.103.255
IP address allocation rules
192.168.102.1~99 For Machine PLC
192.168.102.100-199 Others (dual etc.)
192.168.102.200-249 Network component equipment
192.168.102.250-254 Prohibited to use (area for maintenance)
Sub-Assy Group :
1) Nut Ball Screw,EPS Rack
2) Pinion,EPS
3) Sensor Assy,EPS
4) Shaft Assy,Input

## Main(3)
IP address ledger - for lower level (Machine distribution)≫Class C
Upper address registration line name : ASSEMBLY GROUP |  |  | Upper IP address : 10.118.2.23
Usable IP address range : 192.168.104.1 to 192.168.105.255 |  |  | Subnet mask : 255.255.254.0
192.168.104.※※ | [6 empty] | 192.168.105.※※
IP Address | PC Port (Other node port no.) | Machine | Manufacturing | PLC Type | Machine no. | Remarks | IP Address | PC Port (Other node port no.) | Machine | Manufacturing | PLC Type | Machine no. | Remarks
192.168.104.0 | [6 empty] | 192.168.105.0
192.168.104.1 |  | Nut P.C.D. Measurement | FUKUTOKU DIA | Nano10GX | ME-9077 | 1st Line | 192.168.105.1
192.168.104.2 |  | Deflector Press-fit Air Blow | Chubu-Giken | Nano10GX | PR-9075 | ↑ | 192.168.105.2
192.168.104.3 |  | DAC Press-fit Retainer Caulking | Chubu-Giken | Nano10GX | PR-9076 | ↑ | 192.168.105.3
192.168.104.4 |  | Pulley DMC Laser Marking Spring and Plate Assembly Pulley Assembly Bolt Tightening | Chubu-Giken | Nano10GX | AM-9035 | ↑ | 192.168.105.4
192.168.104.5 |  | Shaft P.C.D. Measurement | FUKUTOKU DIA | Nano10GX | ME-9078 | ↑ | 192.168.105.5
192.168.104.6 |  | Ball Assembly Pulley and Rack Assembly | TOKUSHIMA DENSEI | Nano10GX | AM-9036 | ↑ | 192.168.105.6
192.168.104.7 |  | Ball Assembly Pulley and Rack Assembly | TOKUSHIMA DENSEI | Nano10GX | AM-9037 | ↑ | 192.168.105.7
192.168.104.8 |  | Thrust Clearance Measurement | FUKUTOKU DIA | Nano10GX | ME-9079 | ↑ | 192.168.105.8
192.168.104.9 |  | Thrust Clearance Measurement | FUKUTOKU DIA | Nano10GX | ME-9080 | ↑ | 192.168.105.9
192.168.104.10 |  | Work Set Ball Screw Greasing | TOKUSHIN | Nano10GX | AM-9038 | ↑ | 192.168.105.10
192.168.104.11 |  | Disk & Plate Assembly | TOKUSHIN | Nano10GX | AM-9039 | ↑ | 192.168.105.11
192.168.104.12 |  | Rack Insertion&RH2 Assembly + Screw Tightening | NDK | Nano10GX | KJ-9134 | ↑ | 192.168.105.12
192.168.104.13 |  | Work Set (Pallet Changer) | NDK | Nano10GX | CV-9000 | ↑ | 192.168.105.13
192.168.104.14 |  | Sensor Sub-Assy Tightening + Ring Assy Tightening | NDK | Nano10GX | KJ-9135 | ↑ | 192.168.105.14
192.168.104.15 |  | Torque Sensor Calibration | NDK | Nano10GX | ME-9081 | ↑ | 192.168.105.15
192.168.104.16 |  | Rack guide & Spring & York plug assembly &MCU Assembly & Pre-Tightening | DAITO | Nano10GX | KJ-9136 | ↑ | 192.168.105.16
192.168.104.17 |  | Belt Running-in&End Cover Assembly + Side cover Tightening & Breathing Cap Attachment | DENSEI | Nano10GX | KJ-9137 | ↑ | 192.168.105.17
192.168.104.18 |  | Belt Tension Adjustment&MCU Bolt Tightening&Belt Tension Measurement | DENSEI | Nano10GX | ME-9082 | ↑ | 192.168.105.18
192.168.104.19 |  | Work Set (Pallet Changer) | TOKUSHIN | Nano10GX | CV-9001 | ↑ | 192.168.105.19
192.168.104.20 |  | Running-in | TOKUSHIN | Nano10GX | ME-9083 | ↑ | 192.168.105.20
192.168.104.21 |  | Yoke Clearance Adjustment Yoke Plug Caulking | TOKUSHIN | Nano10GX | ME-9084 | ↑ | 192.168.105.21
192.168.104.22 |  | Proportional Load Inspection | TOKUSHIN | Nano10GX | ME-9085 | ↑ | 192.168.105.22
192.168.104.23 |  | Noise Inspection | TOKUSHIN | Nano10GX | ME-9086 | ↑ | 192.168.105.23
192.168.104.24 |  | Reverse Pallet Conveyance | TOKUSHIN | Nano10GX | CV-9002 | ↑ | 192.168.105.24
192.168.104.25 |  | Torque Variation Inspection | TOKUSHIN | Nano10GX | ME-9087 | ↑ | 192.168.105.25
192.168.104.26 |  | Rotation Torque Inspection | TOKUSHIN | Nano10GX | ME-9088 | ↑ | 192.168.105.26
192.168.104.27 |  | Yoke Cap Attachment Air Leak Inspection | TOKUSHIN | Nano10GX | ME-9089 | ↑ | 192.168.105.27
192.168.104.28 |  | IBJ Tightening & IBJ Greasing | TOKUSHIN | Nano10GX | AM-9040 | ↑ | 192.168.105.28
192.168.104.29 |  | MCU Diagnisis & Stroke Inspection | TOKUSHIN | Nano10GX | ME-9090 | ↑ | 192.168.105.29
192.168.104.30 |  | Bellows Assembly & Clamp Caulking + Clip Assembly & Dust Cover Assembly | TOKUSHIN | Nano10GX | KJ-9138 | ↑ | 192.168.105.30
192.168.104.31 |  | OBJ Tightening/Boot Protector Assembly + Label Attachment, Serration Check & Visual Inspection | TOKUSHIN | Nano10GX | KJ-9139 | ↑ | 192.168.105.31
192.168.104.32 | [5 empty] | ↑ | 192.168.105.32
192.168.104.33 | [5 empty] | ↑ | 192.168.105.33
192.168.104.34 | [5 empty] | ↑ | 192.168.105.34
192.168.104.35 | [5 empty] | ↑ | 192.168.105.35
192.168.104.36 | [5 empty] | ↑ | 192.168.105.36
192.168.104.37 | [6 empty] | 192.168.105.37
192.168.104.38 | [6 empty] | 192.168.105.38
192.168.104.39 | [6 empty] | 192.168.105.39
192.168.104.40 | [6 empty] | 192.168.105.40
192.168.104.41 | [6 empty] | 192.168.105.41
192.168.104.42 | [6 empty] | 192.168.105.42
192.168.104.43 | [6 empty] | 192.168.105.43
192.168.104.44 | [6 empty] | 192.168.105.44
192.168.104.45 | [6 empty] | 192.168.105.45
192.168.104.46 | [6 empty] | 192.168.105.46
192.168.104.47 | [6 empty] | 192.168.105.47
192.168.104.48 | [6 empty] | 192.168.105.48
192.168.104.49 | [6 empty] | 192.168.105.49
192.168.104.50 | [6 empty] | 192.168.105.50
192.168.104.51 | [6 empty] | 192.168.105.51
192.168.104.52 | [6 empty] | 192.168.105.52
192.168.104.53 | [6 empty] | 192.168.105.53
192.168.104.54 | [6 empty] | 192.168.105.54
192.168.104.55 | [6 empty] | 192.168.105.55
192.168.104.56 | [6 empty] | 192.168.105.56
192.168.104.57 | [6 empty] | 192.168.105.57
192.168.104.58 | [6 empty] | 192.168.105.58
192.168.104.59 | [6 empty] | 192.168.105.59
192.168.104.60 | [6 empty] | 192.168.105.60
192.168.104.61 | [6 empty] | 192.168.105.61
192.168.104.62 | [6 empty] | 192.168.105.62
192.168.104.63 | [6 empty] | 192.168.105.63
192.168.104.64 | [6 empty] | 192.168.105.64
192.168.104.65 | [6 empty] | 192.168.105.65
192.168.104.66 | [6 empty] | 192.168.105.66
192.168.104.67 | [6 empty] | 192.168.105.67
192.168.104.68 | [6 empty] | 192.168.105.68
192.168.104.69 | [6 empty] | 192.168.105.69
192.168.104.70 | [6 empty] | 192.168.105.70
192.168.104.71 | [6 empty] | 192.168.105.71
192.168.104.72 | [6 empty] | 192.168.105.72
192.168.104.73 | [6 empty] | 192.168.105.73
192.168.104.74 | [6 empty] | 192.168.105.74
192.168.104.75 | [6 empty] | 192.168.105.75
192.168.104.76 | [6 empty] | 192.168.105.76
192.168.104.77 | [6 empty] | 192.168.105.77
192.168.104.78 | [6 empty] | 192.168.105.78
192.168.104.79 | [6 empty] | 192.168.105.79
192.168.104.80 | [6 empty] | 192.168.105.80
192.168.104.81 | [6 empty] | 192.168.105.81
192.168.104.82 | [6 empty] | 192.168.105.82
192.168.104.83 | [6 empty] | 192.168.105.83
192.168.104.84 | [6 empty] | 192.168.105.84
192.168.104.85 | [6 empty] | 192.168.105.85
192.168.104.86 | [6 empty] | 192.168.105.86
192.168.104.87 | [6 empty] | 192.168.105.87
192.168.104.88 | [6 empty] | 192.168.105.88
192.168.104.89 | [6 empty] | 192.168.105.89
192.168.104.90 | [6 empty] | 192.168.105.90
192.168.104.91 | [6 empty] | 192.168.105.91
192.168.104.92 | [6 empty] | 192.168.105.92
192.168.104.93 | [6 empty] | 192.168.105.93
192.168.104.94 | [6 empty] | 192.168.105.94
192.168.104.95 | [6 empty] | 192.168.105.95
192.168.104.96 | [6 empty] | 192.168.105.96
192.168.104.97 | [6 empty] | 192.168.105.97
192.168.104.98 | [6 empty] | 192.168.105.98
192.168.104.99 | [6 empty] | 192.168.105.99
192.168.104.100 | [6 empty] | 192.168.105.100
192.168.104.101 | [6 empty] | 192.168.105.101
192.168.104.102 | [6 empty] | 192.168.105.102
192.168.104.103 | [6 empty] | 192.168.105.103
192.168.104.104 | [6 empty] | 192.168.105.104
192.168.104.105 | [6 empty] | 192.168.105.105
192.168.104.106 | [6 empty] | 192.168.105.106
192.168.104.107 | [6 empty] | 192.168.105.107
192.168.104.108 | [6 empty] | 192.168.105.108
192.168.104.109 | [6 empty] | 192.168.105.109
192.168.104.110 | [6 empty] | 192.168.105.110
192.168.104.111 | [6 empty] | 192.168.105.111
192.168.104.112 | [6 empty] | 192.168.105.112
192.168.104.113 | [6 empty] | 192.168.105.113
192.168.104.114 | [6 empty] | 192.168.105.114
192.168.104.115 | [6 empty] | 192.168.105.115
192.168.104.116 | [6 empty] | 192.168.105.116
192.168.104.117 | [6 empty] | 192.168.105.117
192.168.104.118 | [6 empty] | 192.168.105.118
192.168.104.119 | [6 empty] | 192.168.105.119
192.168.104.120 | [6 empty] | 192.168.105.120
192.168.104.121 | [6 empty] | 192.168.105.121
192.168.104.122 | [6 empty] | 192.168.105.122
192.168.104.123 | [6 empty] | 192.168.105.123
192.168.104.124 | [6 empty] | 192.168.105.124
192.168.104.125 | [6 empty] | 192.168.105.125
192.168.104.126 | [6 empty] | 192.168.105.126
192.168.104.127 | [6 empty] | 192.168.105.127
192.168.104.128 | [6 empty] | 192.168.105.128
192.168.104.129 | [6 empty] | 192.168.105.129
192.168.104.130 | [6 empty] | 192.168.105.130
192.168.104.131 | [6 empty] | 192.168.105.131
192.168.104.132 | [6 empty] | 192.168.105.132
192.168.104.133 | [6 empty] | 192.168.105.133
192.168.104.134 | [6 empty] | 192.168.105.134
192.168.104.135 | [6 empty] | 192.168.105.135
192.168.104.136 | [6 empty] | 192.168.105.136
192.168.104.137 | [6 empty] | 192.168.105.137
192.168.104.138 | [6 empty] | 192.168.105.138
192.168.104.139 | [6 empty] | 192.168.105.139
192.168.104.140 | [6 empty] | 192.168.105.140
192.168.104.141 | [6 empty] | 192.168.105.141
192.168.104.142 | [6 empty] | 192.168.105.142
192.168.104.143 | [6 empty] | 192.168.105.143
192.168.104.144 | [6 empty] | 192.168.105.144
192.168.104.145 | [6 empty] | 192.168.105.145
192.168.104.146 | [6 empty] | 192.168.105.146
192.168.104.147 | [6 empty] | 192.168.105.147
192.168.104.148 | [6 empty] | 192.168.105.148
192.168.104.149 | [6 empty] | 192.168.105.149
192.168.104.150 | [6 empty] | 192.168.105.150
192.168.104.151 | [6 empty] | 192.168.105.151
192.168.104.152 | [6 empty] | 192.168.105.152
192.168.104.153 | [6 empty] | 192.168.105.153
192.168.104.154 | [6 empty] | 192.168.105.154
192.168.104.155 | [6 empty] | 192.168.105.155
192.168.104.156 | [6 empty] | 192.168.105.156
192.168.104.157 | [6 empty] | 192.168.105.157
192.168.104.158 | [6 empty] | 192.168.105.158
192.168.104.159 | [6 empty] | 192.168.105.159
192.168.104.160 | [6 empty] | 192.168.105.160
192.168.104.161 | [6 empty] | 192.168.105.161
192.168.104.162 | [6 empty] | 192.168.105.162
192.168.104.163 | [6 empty] | 192.168.105.163
192.168.104.164 | [6 empty] | 192.168.105.164
192.168.104.165 | [6 empty] | 192.168.105.165
192.168.104.166 | [6 empty] | 192.168.105.166
192.168.104.167 | [6 empty] | 192.168.105.167
192.168.104.168 | [6 empty] | 192.168.105.168
192.168.104.169 | [6 empty] | 192.168.105.169
192.168.104.170 | [6 empty] | 192.168.105.170
192.168.104.171 | [6 empty] | 192.168.105.171
192.168.104.172 | [6 empty] | 192.168.105.172
192.168.104.173 | [6 empty] | 192.168.105.173
192.168.104.174 | [6 empty] | 192.168.105.174
192.168.104.175 | [6 empty] | 192.168.105.175
192.168.104.176 | [6 empty] | 192.168.105.176
192.168.104.177 | [6 empty] | 192.168.105.177
192.168.104.178 | [6 empty] | 192.168.105.178
192.168.104.179 | [6 empty] | 192.168.105.179
192.168.104.180 | [6 empty] | 192.168.105.180
192.168.104.181 | [6 empty] | 192.168.105.181
192.168.104.182 | [6 empty] | 192.168.105.182
192.168.104.183 | [6 empty] | 192.168.105.183
192.168.104.184 | [6 empty] | 192.168.105.184
192.168.104.185 | [6 empty] | 192.168.105.185
192.168.104.186 | [6 empty] | 192.168.105.186
192.168.104.187 | [6 empty] | 192.168.105.187
192.168.104.188 | [6 empty] | 192.168.105.188
192.168.104.189 | [6 empty] | 192.168.105.189
192.168.104.190 | [6 empty] | 192.168.105.190
192.168.104.191 | [6 empty] | 192.168.105.191
192.168.104.192 | [6 empty] | 192.168.105.192
192.168.104.193 | [6 empty] | 192.168.105.193
192.168.104.194 | [6 empty] | 192.168.105.194
192.168.104.195 | [6 empty] | 192.168.105.195
192.168.104.196 | [6 empty] | 192.168.105.196
192.168.104.197 | [6 empty] | 192.168.105.197
192.168.104.198 | [6 empty] | 192.168.105.198
192.168.104.199 | [6 empty] | 192.168.105.199
192.168.104.200 | [6 empty] | 192.168.105.200
192.168.104.201 | [6 empty] | 192.168.105.201
192.168.104.202 | [6 empty] | 192.168.105.202
192.168.104.203 | [6 empty] | 192.168.105.203
192.168.104.204 | [6 empty] | 192.168.105.204
192.168.104.205 | [6 empty] | 192.168.105.205
192.168.104.206 | [6 empty] | 192.168.105.206
192.168.104.207 | [6 empty] | 192.168.105.207
192.168.104.208 | [6 empty] | 192.168.105.208
192.168.104.209 | [6 empty] | 192.168.105.209
192.168.104.210 | [6 empty] | 192.168.105.210
192.168.104.211 | [6 empty] | 192.168.105.211
192.168.104.212 | [6 empty] | 192.168.105.212
192.168.104.213 | [6 empty] | 192.168.105.213
192.168.104.214 | [6 empty] | 192.168.105.214
192.168.104.215 | [6 empty] | 192.168.105.215
192.168.104.216 | [6 empty] | 192.168.105.216
192.168.104.217 | [6 empty] | 192.168.105.217
192.168.104.218 | [6 empty] | 192.168.105.218
192.168.104.219 | [6 empty] | 192.168.105.219
192.168.104.220 | [6 empty] | 192.168.105.220
192.168.104.221 | [6 empty] | 192.168.105.221
192.168.104.222 | [6 empty] | 192.168.105.222
192.168.104.223 | [6 empty] | 192.168.105.223
192.168.104.224 | [6 empty] | 192.168.105.224
192.168.104.225 | [6 empty] | 192.168.105.225
192.168.104.226 | [6 empty] | 192.168.105.226
192.168.104.227 | [6 empty] | 192.168.105.227
192.168.104.228 | [6 empty] | 192.168.105.228
192.168.104.229 | [6 empty] | 192.168.105.229
192.168.104.230 | [6 empty] | 192.168.105.230
192.168.104.231 | [6 empty] | 192.168.105.231
192.168.104.232 | [6 empty] | 192.168.105.232
192.168.104.233 | [6 empty] | 192.168.105.233
192.168.104.234 | [6 empty] | 192.168.105.234
192.168.104.235 | [6 empty] | 192.168.105.235
192.168.104.236 | [6 empty] | 192.168.105.236
192.168.104.237 | [6 empty] | 192.168.105.237
192.168.104.238 | [6 empty] | 192.168.105.238
192.168.104.239 | [6 empty] | 192.168.105.239
192.168.104.240 | [6 empty] | 192.168.105.240
192.168.104.241 | [6 empty] | 192.168.105.241
192.168.104.242 | [6 empty] | 192.168.105.242
192.168.104.243 | [6 empty] | 192.168.105.243
192.168.104.244 | [6 empty] | 192.168.105.244
192.168.104.245 | [6 empty] | 192.168.105.245
192.168.104.246 | [6 empty] | 192.168.105.246
192.168.104.247 | [6 empty] | 192.168.105.247
192.168.104.248 | [6 empty] | 192.168.105.248
192.168.104.249 | [6 empty] | 192.168.105.249
192.168.104.250 | [6 empty] | 192.168.105.250
192.168.104.251 | [6 empty] | 192.168.105.251
192.168.104.252 | [6 empty] | 192.168.105.252
192.168.104.253 | [6 empty] | 192.168.105.253
192.168.104.254 | [6 empty] | 192.168.105.254
192.168.104.255 | [6 empty] | 192.168.105.255
IP address allocation rules
192.168.104.1~99 For Machine PLC
192.168.104.100-199 Others (dual etc.)
192.168.104.200-249 Network component equipment
192.168.104.250-254 Prohibited to use (area for maintenance)
Assembly Group :
1) Pulley Sub-Assy
2) Rack Sub-Assy,EPS
3) Gear Assy, EPS Short
4) Gear Assy,EPS
Note on D20: 1 PLC control 2 station. Revise : 03/01/24 Nakarin K.
Note on G20: Nakarin 03/04/24 Old : Rack Insertion (AM-9040) , Screw Tightening (KJ-9134) *1 PLC control 2 station
Note on D22: 1 PLC control 2 station. Revise : 03/01/24 Nakarin K.
Note on G22: Nakarin 03/04/24 Old : Sensor Sub-Assy Tightening (KJ-9135) & Ring Assy Tightening (KJ-9136) *1 PLC control 2 Station
Note on D24: 1 PLC control 2 station. Revise : 03/06/24 Nakarin K.
Note on G24: Nakarin 03/06/24 Old : Rack guide & Spring & York plug assembly (KJ-9136) MCU Assembly & Pre-Tightening (KJ-9137) *1 PLC control 2 station
Note on D25: 1 PLC control 2 station. Revise : 03/01/24 Nakarin K.
Note on G25: Nakarin 03/04/24 Old : KJ-9138
Note on D32: Don't need IP address Please skip IP : 192.168.104.24 (JATH need to use with Andon) Revise : 03/01/24 Nakarin K.
Note on G36: Nakarin 03/04/24 Old : AM-9041
Note on D38: 1 PLC control 2 station. Revise : 03/01/24 Nakarin K.
Note on G38: Nakarin 03/04/24 Old : Bellow Assembly (KJ-9141) & Clip Assembly (KJ-9142) *1 PLC control 2 Station
Note on D39: 1 PLC control 2 station. Revise : 03/01/24 Nakarin K.
Note on G39: Nakarin 03/04/24 Old : OBJ Assembly (KJ-9143) & Label Attachment, Visual Inspection (CV-9003) *1 PLC control 2 Station

## Local(SA)
IP address ledger - for lower level (PLC and below)≫Class C
Upper address registration line name : |  |  |  | Upper IP address : 192.168.100.1 ~ 99
Usable IP address range : 192.168.1.1 to 192.168.99.255
192.168.1.※※ | [7 empty] | 192.168.2.※※ | [6 empty] | 192.168.3.※※ | [6 empty] | 192.168.4.※※ | [6 empty] | 192.168.5.※※
IP Address | PC Port (Other node port no.) | Machine | Equipment | Manufacturing | PLC Type | Machine no. | Remarks | IP Address | PC Port (Other node port no.) | Machine | Manufacturing | PLC Type | Machine no. | Remarks | IP Address | PC Port (Other node port no.) | Machine | Manufacturing | PLC Type | Machine no. | Remarks | IP Address | PC Port (Other node port no.) | Machine | Manufacturing | PLC Type | Machine no. | Remarks | IP Address | PC Port (Other node port no.) | Machine | Manufacturing | PLC Type | Machine no. | Remarks
192.168.1.0 | [7 empty] | 192.168.2.0 | [6 empty] | 192.168.3.0 | [6 empty] | 192.168.4.0 | [6 empty] | 192.168.5.0
192.168.1.1 |  |  | PLC |  |  |  |  | 192.168.2.1 | [6 empty] | 192.168.3.1 | [6 empty] | 192.168.4.1 | [6 empty] | 192.168.5.1
192.168.1.2 |  |  | Touch Panel 1 |  |  |  |  | 192.168.2.2 | [6 empty] | 192.168.3.2 | [6 empty] | 192.168.4.2 | [6 empty] | 192.168.5.2
192.168.1.3 |  |  | Touch Panel 2 (Spare) |  |  |  |  | 192.168.2.3 | [6 empty] | 192.168.3.3 | [6 empty] | 192.168.4.3 | [6 empty] | 192.168.5.3
192.168.1.4 |  |  | Touch Panel 3 (Spare) |  |  |  |  | 192.168.2.4 | [6 empty] | 192.168.3.4 | [6 empty] | 192.168.4.4 | [6 empty] | 192.168.5.4
192.168.1.5 |  |  | Touch Panel 4 (Spare) |  |  |  |  | 192.168.2.5 | [6 empty] | 192.168.3.5 | [6 empty] | 192.168.4.5 | [6 empty] | 192.168.5.5
192.168.1.6 |  |  | Touch Panel 5 (Spare) |  |  |  |  | 192.168.2.6 | [6 empty] | 192.168.3.6 | [6 empty] | 192.168.4.6 | [6 empty] | 192.168.5.6
192.168.1.7 |  |  | Solinoid Value 1 |  |  |  |  | 192.168.2.7 | [6 empty] | 192.168.3.7 | [6 empty] | 192.168.4.7 | [6 empty] | 192.168.5.7
192.168.1.8 |  |  | Solinoid Value 2 (Spare) |  |  |  |  | 192.168.2.8 | [6 empty] | 192.168.3.8 | [6 empty] | 192.168.4.8 | [6 empty] | 192.168.5.8
192.168.1.9 |  |  | Solinoid Value 3 (Spare) |  |  |  |  | 192.168.2.9 | [6 empty] | 192.168.3.9 | [6 empty] | 192.168.4.9 | [6 empty] | 192.168.5.9
192.168.1.10 |  |  | Solinoid Value 4 (Spare) |  |  |  |  | 192.168.2.10 | [6 empty] | 192.168.3.10 | [6 empty] | 192.168.4.10 | [6 empty] | 192.168.5.10
192.168.1.11 |  |  | Solinoid Value 5 (Spare) |  |  |  |  | 192.168.2.11 | [6 empty] | 192.168.3.11 | [6 empty] | 192.168.4.11 | [6 empty] | 192.168.5.11
192.168.1.12 |  |  | DMC Laser Marking 1 |  |  |  |  | 192.168.2.12 | [6 empty] | 192.168.3.12 | [6 empty] | 192.168.4.12 | [6 empty] | 192.168.5.12
192.168.1.13 |  |  | DMC Laser Marking 2 (Spare) |  |  |  |  | 192.168.2.13 | [6 empty] | 192.168.3.13 | [6 empty] | 192.168.4.13 | [6 empty] | 192.168.5.13
192.168.1.14 |  |  | Vision Sensor 1 |  |  |  |  | 192.168.2.14 | [6 empty] | 192.168.3.14 | [6 empty] | 192.168.4.14 | [6 empty] | 192.168.5.14
192.168.1.15 |  |  | Vision Sensor 2 (Spare) |  |  |  |  | 192.168.2.15 | [6 empty] | 192.168.3.15 | [6 empty] | 192.168.4.15 | [6 empty] | 192.168.5.15
192.168.1.16 |  |  | Vision Sensor 3 (Spare) |  |  |  |  | 192.168.2.16 | [6 empty] | 192.168.3.16 | [6 empty] | 192.168.4.16 | [6 empty] | 192.168.5.16
192.168.1.17 |  |  | Vision Sensor 4 (Spare) |  |  |  |  | 192.168.2.17 | [6 empty] | 192.168.3.17 | [6 empty] | 192.168.4.17 | [6 empty] | 192.168.5.17
192.168.1.18 |  |  | Vision Sensor 5 (Spare) |  |  |  |  | 192.168.2.18 | [6 empty] | 192.168.3.18 | [6 empty] | 192.168.4.18 | [6 empty] | 192.168.5.18
192.168.1.19 |  |  | IAI 1 |  |  |  |  | 192.168.2.19 | [6 empty] | 192.168.3.19 | [6 empty] | 192.168.4.19 | [6 empty] | 192.168.5.19
192.168.1.20 |  |  | IAI 2 (Spare) |  |  |  |  | 192.168.2.20 | [6 empty] | 192.168.3.20 | [6 empty] | 192.168.4.20 | [6 empty] | 192.168.5.20
192.168.1.21 |  |  | IAI 3 (Spare) |  |  |  |  | 192.168.2.21 | [6 empty] | 192.168.3.21 | [6 empty] | 192.168.4.21 | [6 empty] | 192.168.5.21
192.168.1.22 |  |  | IAI 4 (Spare) |  |  |  |  | 192.168.2.22 | [6 empty] | 192.168.3.22 | [6 empty] | 192.168.4.22 | [6 empty] | 192.168.5.22
192.168.1.23 |  |  | IAI 5 (Spare) |  |  |  |  | 192.168.2.23 | [6 empty] | 192.168.3.23 | [6 empty] | 192.168.4.23 | [6 empty] | 192.168.5.23
192.168.1.24 |  |  | ESTIC 1 |  |  |  |  | 192.168.2.24 | [6 empty] | 192.168.3.24 | [6 empty] | 192.168.4.24 | [6 empty] | 192.168.5.24
192.168.1.25 |  |  | ESTIC 2 (Spare) |  |  |  |  | 192.168.2.25 | [6 empty] | 192.168.3.25 | [6 empty] | 192.168.4.25 | [6 empty] | 192.168.5.25
192.168.1.26 |  |  | ESTIC 3 (Spare) |  |  |  |  | 192.168.2.26 | [6 empty] | 192.168.3.26 | [6 empty] | 192.168.4.26 | [6 empty] | 192.168.5.26
192.168.1.27 |  |  | ESTIC 4 (Spare) |  |  |  |  | 192.168.2.27 | [6 empty] | 192.168.3.27 | [6 empty] | 192.168.4.27 | [6 empty] | 192.168.5.27
192.168.1.28 |  |  | ESTIC 5 (Spare) |  |  |  |  | 192.168.2.28 | [6 empty] | 192.168.3.28 | [6 empty] | 192.168.4.28 | [6 empty] | 192.168.5.28
192.168.1.29 |  |  | Linear Gauge 1 |  |  |  |  | 192.168.2.29 | [6 empty] | 192.168.3.29 | [6 empty] | 192.168.4.29 | [6 empty] | 192.168.5.29
192.168.1.30 |  |  | Linear Gauge 2 (Spare) |  |  |  |  | 192.168.2.30 | [6 empty] | 192.168.3.30 | [6 empty] | 192.168.4.30 | [6 empty] | 192.168.5.30
192.168.1.31 |  |  | Linear Gauge 3 (Spare) |  |  |  |  | 192.168.2.31 | [6 empty] | 192.168.3.31 | [6 empty] | 192.168.4.31 | [6 empty] | 192.168.5.31
192.168.1.32 |  |  | Linear Gauge 4 (Spare) |  |  |  |  | 192.168.2.32 | [6 empty] | 192.168.3.32 | [6 empty] | 192.168.4.32 | [6 empty] | 192.168.5.32
192.168.1.33 |  |  | Linear Gauge 5 (Spare) |  |  |  |  | 192.168.2.33 | [6 empty] | 192.168.3.33 | [6 empty] | 192.168.4.33 | [6 empty] | 192.168.5.33
192.168.1.34 | [7 empty] | 192.168.2.34 | [6 empty] | 192.168.3.34 | [6 empty] | 192.168.4.34 | [6 empty] | 192.168.5.34
192.168.1.35 | [7 empty] | 192.168.2.35 | [6 empty] | 192.168.3.35 | [6 empty] | 192.168.4.35 | [6 empty] | 192.168.5.35
192.168.1.36 | [7 empty] | 192.168.2.36 | [6 empty] | 192.168.3.36 | [6 empty] | 192.168.4.36 | [6 empty] | 192.168.5.36
192.168.1.37 | [7 empty] | 192.168.2.37 | [6 empty] | 192.168.3.37 | [6 empty] | 192.168.4.37 | [6 empty] | 192.168.5.37
192.168.1.38 | [7 empty] | 192.168.2.38 | [6 empty] | 192.168.3.38 | [6 empty] | 192.168.4.38 | [6 empty] | 192.168.5.38
192.168.1.39 | [7 empty] | 192.168.2.39 | [6 empty] | 192.168.3.39 | [6 empty] | 192.168.4.39 | [6 empty] | 192.168.5.39
192.168.1.40 | [7 empty] | 192.168.2.40 | [6 empty] | 192.168.3.40 | [6 empty] | 192.168.4.40 | [6 empty] | 192.168.5.40
192.168.1.41 | [7 empty] | 192.168.2.41 | [6 empty] | 192.168.3.41 | [6 empty] | 192.168.4.41 | [6 empty] | 192.168.5.41
192.168.1.42 | [7 empty] | 192.168.2.42 | [6 empty] | 192.168.3.42 | [6 empty] | 192.168.4.42 | [6 empty] | 192.168.5.42
192.168.1.43 | [7 empty] | 192.168.2.43 | [6 empty] | 192.168.3.43 | [6 empty] | 192.168.4.43 | [6 empty] | 192.168.5.43
192.168.1.44 | [7 empty] | 192.168.2.44 | [6 empty] | 192.168.3.44 | [6 empty] | 192.168.4.44 | [6 empty] | 192.168.5.44
192.168.1.45 | [7 empty] | 192.168.2.45 | [6 empty] | 192.168.3.45 | [6 empty] | 192.168.4.45 | [6 empty] | 192.168.5.45
192.168.1.46 | [7 empty] | 192.168.2.46 | [6 empty] | 192.168.3.46 | [6 empty] | 192.168.4.46 | [6 empty] | 192.168.5.46
192.168.1.47 | [7 empty] | 192.168.2.47 | [6 empty] | 192.168.3.47 | [6 empty] | 192.168.4.47 | [6 empty] | 192.168.5.47
192.168.1.48 | [7 empty] | 192.168.2.48 | [6 empty] | 192.168.3.48 | [6 empty] | 192.168.4.48 | [6 empty] | 192.168.5.48
192.168.1.49 | [7 empty] | 192.168.2.49 | [6 empty] | 192.168.3.49 | [6 empty] | 192.168.4.49 | [6 empty] | 192.168.5.49
192.168.1.50 | [7 empty] | 192.168.2.50 | [6 empty] | 192.168.3.50 | [6 empty] | 192.168.4.50 | [6 empty] | 192.168.5.50
192.168.1.51 | [7 empty] | 192.168.2.51 | [6 empty] | 192.168.3.51 | [6 empty] | 192.168.4.51 | [6 empty] | 192.168.5.51
192.168.1.52 | [7 empty] | 192.168.2.52 | [6 empty] | 192.168.3.52 | [6 empty] | 192.168.4.52 | [6 empty] | 192.168.5.52
192.168.1.53 | [7 empty] | 192.168.2.53 | [6 empty] | 192.168.3.53 | [6 empty] | 192.168.4.53 | [6 empty] | 192.168.5.53
192.168.1.54 | [7 empty] | 192.168.2.54 | [6 empty] | 192.168.3.54 | [6 empty] | 192.168.4.54 | [6 empty] | 192.168.5.54
192.168.1.55 | [7 empty] | 192.168.2.55 | [6 empty] | 192.168.3.55 | [6 empty] | 192.168.4.55 | [6 empty] | 192.168.5.55
192.168.1.56 | [7 empty] | 192.168.2.56 | [6 empty] | 192.168.3.56 | [6 empty] | 192.168.4.56 | [6 empty] | 192.168.5.56
192.168.1.57 | [7 empty] | 192.168.2.57 | [6 empty] | 192.168.3.57 | [6 empty] | 192.168.4.57 | [6 empty] | 192.168.5.57
192.168.1.58 | [7 empty] | 192.168.2.58 | [6 empty] | 192.168.3.58 | [6 empty] | 192.168.4.58 | [6 empty] | 192.168.5.58
192.168.1.59 | [7 empty] | 192.168.2.59 | [6 empty] | 192.168.3.59 | [6 empty] | 192.168.4.59 | [6 empty] | 192.168.5.59
192.168.1.60 | [7 empty] | 192.168.2.60 | [6 empty] | 192.168.3.60 | [6 empty] | 192.168.4.60 | [6 empty] | 192.168.5.60
192.168.1.61 | [7 empty] | 192.168.2.61 | [6 empty] | 192.168.3.61 | [6 empty] | 192.168.4.61 | [6 empty] | 192.168.5.61
192.168.1.62 | [7 empty] | 192.168.2.62 | [6 empty] | 192.168.3.62 | [6 empty] | 192.168.4.62 | [6 empty] | 192.168.5.62
192.168.1.63 | [7 empty] | 192.168.2.63 | [6 empty] | 192.168.3.63 | [6 empty] | 192.168.4.63 | [6 empty] | 192.168.5.63
192.168.1.64 | [7 empty] | 192.168.2.64 | [6 empty] | 192.168.3.64 | [6 empty] | 192.168.4.64 | [6 empty] | 192.168.5.64
192.168.1.65 | [7 empty] | 192.168.2.65 | [6 empty] | 192.168.3.65 | [6 empty] | 192.168.4.65 | [6 empty] | 192.168.5.65
192.168.1.66 | [7 empty] | 192.168.2.66 | [6 empty] | 192.168.3.66 | [6 empty] | 192.168.4.66 | [6 empty] | 192.168.5.66
192.168.1.67 | [7 empty] | 192.168.2.67 | [6 empty] | 192.168.3.67 | [6 empty] | 192.168.4.67 | [6 empty] | 192.168.5.67
192.168.1.68 | [7 empty] | 192.168.2.68 | [6 empty] | 192.168.3.68 | [6 empty] | 192.168.4.68 | [6 empty] | 192.168.5.68
192.168.1.69 | [7 empty] | 192.168.2.69 | [6 empty] | 192.168.3.69 | [6 empty] | 192.168.4.69 | [6 empty] | 192.168.5.69
192.168.1.70 | [7 empty] | 192.168.2.70 | [6 empty] | 192.168.3.70 | [6 empty] | 192.168.4.70 | [6 empty] | 192.168.5.70
192.168.1.71 | [7 empty] | 192.168.2.71 | [6 empty] | 192.168.3.71 | [6 empty] | 192.168.4.71 | [6 empty] | 192.168.5.71
192.168.1.72 | [7 empty] | 192.168.2.72 | [6 empty] | 192.168.3.72 | [6 empty] | 192.168.4.72 | [6 empty] | 192.168.5.72
192.168.1.73 | [7 empty] | 192.168.2.73 | [6 empty] | 192.168.3.73 | [6 empty] | 192.168.4.73 | [6 empty] | 192.168.5.73
192.168.1.74 | [7 empty] | 192.168.2.74 | [6 empty] | 192.168.3.74 | [6 empty] | 192.168.4.74 | [6 empty] | 192.168.5.74
192.168.1.75 | [7 empty] | 192.168.2.75 | [6 empty] | 192.168.3.75 | [6 empty] | 192.168.4.75 | [6 empty] | 192.168.5.75
192.168.1.76 | [7 empty] | 192.168.2.76 | [6 empty] | 192.168.3.76 | [6 empty] | 192.168.4.76 | [6 empty] | 192.168.5.76
192.168.1.77 | [7 empty] | 192.168.2.77 | [6 empty] | 192.168.3.77 | [6 empty] | 192.168.4.77 | [6 empty] | 192.168.5.77
192.168.1.78 | [7 empty] | 192.168.2.78 | [6 empty] | 192.168.3.78 | [6 empty] | 192.168.4.78 | [6 empty] | 192.168.5.78
192.168.1.79 | [7 empty] | 192.168.2.79 | [6 empty] | 192.168.3.79 | [6 empty] | 192.168.4.79 | [6 empty] | 192.168.5.79
192.168.1.80 | [7 empty] | 192.168.2.80 | [6 empty] | 192.168.3.80 | [6 empty] | 192.168.4.80 | [6 empty] | 192.168.5.80
192.168.1.81 | [7 empty] | 192.168.2.81 | [6 empty] | 192.168.3.81 | [6 empty] | 192.168.4.81 | [6 empty] | 192.168.5.81
192.168.1.82 | [7 empty] | 192.168.2.82 | [6 empty] | 192.168.3.82 | [6 empty] | 192.168.4.82 | [6 empty] | 192.168.5.82
192.168.1.83 | [7 empty] | 192.168.2.83 | [6 empty] | 192.168.3.83 | [6 empty] | 192.168.4.83 | [6 empty] | 192.168.5.83
192.168.1.84 | [7 empty] | 192.168.2.84 | [6 empty] | 192.168.3.84 | [6 empty] | 192.168.4.84 | [6 empty] | 192.168.5.84
192.168.1.85 | [7 empty] | 192.168.2.85 | [6 empty] | 192.168.3.85 | [6 empty] | 192.168.4.85 | [6 empty] | 192.168.5.85
192.168.1.86 | [7 empty] | 192.168.2.86 | [6 empty] | 192.168.3.86 | [6 empty] | 192.168.4.86 | [6 empty] | 192.168.5.86
192.168.1.87 | [7 empty] | 192.168.2.87 | [6 empty] | 192.168.3.87 | [6 empty] | 192.168.4.87 | [6 empty] | 192.168.5.87
192.168.1.88 | [7 empty] | 192.168.2.88 | [6 empty] | 192.168.3.88 | [6 empty] | 192.168.4.88 | [6 empty] | 192.168.5.88
192.168.1.89 | [7 empty] | 192.168.2.89 | [6 empty] | 192.168.3.89 | [6 empty] | 192.168.4.89 | [6 empty] | 192.168.5.89
192.168.1.90 | [7 empty] | 192.168.2.90 | [6 empty] | 192.168.3.90 | [6 empty] | 192.168.4.90 | [6 empty] | 192.168.5.90
192.168.1.91 | [7 empty] | 192.168.2.91 | [6 empty] | 192.168.3.91 | [6 empty] | 192.168.4.91 | [6 empty] | 192.168.5.91
192.168.1.92 | [7 empty] | 192.168.2.92 | [6 empty] | 192.168.3.92 | [6 empty] | 192.168.4.92 | [6 empty] | 192.168.5.92
192.168.1.93 | [7 empty] | 192.168.2.93 | [6 empty] | 192.168.3.93 | [6 empty] | 192.168.4.93 | [6 empty] | 192.168.5.93
192.168.1.94 | [7 empty] | 192.168.2.94 | [6 empty] | 192.168.3.94 | [6 empty] | 192.168.4.94 | [6 empty] | 192.168.5.94
192.168.1.95 | [7 empty] | 192.168.2.95 | [6 empty] | 192.168.3.95 | [6 empty] | 192.168.4.95 | [6 empty] | 192.168.5.95
192.168.1.96 | [7 empty] | 192.168.2.96 | [6 empty] | 192.168.3.96 | [6 empty] | 192.168.4.96 | [6 empty] | 192.168.5.96
192.168.1.97 | [7 empty] | 192.168.2.97 | [6 empty] | 192.168.3.97 | [6 empty] | 192.168.4.97 | [6 empty] | 192.168.5.97
192.168.1.98 | [7 empty] | 192.168.2.98 | [6 empty] | 192.168.3.98 | [6 empty] | 192.168.4.98 | [6 empty] | 192.168.5.98
192.168.1.99 | [7 empty] | 192.168.2.99 | [6 empty] | 192.168.3.99 | [6 empty] | 192.168.4.99 | [6 empty] | 192.168.5.99
192.168.1.100 | [7 empty] | 192.168.2.100 | [6 empty] | 192.168.3.100 | [6 empty] | 192.168.4.100 | [6 empty] | 192.168.5.100
192.168.1.101 | [7 empty] | 192.168.2.101 | [6 empty] | 192.168.3.101 | [6 empty] | 192.168.4.101 | [6 empty] | 192.168.5.101
192.168.1.102 | [7 empty] | 192.168.2.102 | [6 empty] | 192.168.3.102 | [6 empty] | 192.168.4.102 | [6 empty] | 192.168.5.102
192.168.1.103 | [7 empty] | 192.168.2.103 | [6 empty] | 192.168.3.103 | [6 empty] | 192.168.4.103 | [6 empty] | 192.168.5.103
192.168.1.104 | [7 empty] | 192.168.2.104 | [6 empty] | 192.168.3.104 | [6 empty] | 192.168.4.104 | [6 empty] | 192.168.5.104
192.168.1.105 | [7 empty] | 192.168.2.105 | [6 empty] | 192.168.3.105 | [6 empty] | 192.168.4.105 | [6 empty] | 192.168.5.105
192.168.1.106 | [7 empty] | 192.168.2.106 | [6 empty] | 192.168.3.106 | [6 empty] | 192.168.4.106 | [6 empty] | 192.168.5.106
192.168.1.107 | [7 empty] | 192.168.2.107 | [6 empty] | 192.168.3.107 | [6 empty] | 192.168.4.107 | [6 empty] | 192.168.5.107
192.168.1.108 | [7 empty] | 192.168.2.108 | [6 empty] | 192.168.3.108 | [6 empty] | 192.168.4.108 | [6 empty] | 192.168.5.108
192.168.1.109 | [7 empty] | 192.168.2.109 | [6 empty] | 192.168.3.109 | [6 empty] | 192.168.4.109 | [6 empty] | 192.168.5.109
192.168.1.110 | [7 empty] | 192.168.2.110 | [6 empty] | 192.168.3.110 | [6 empty] | 192.168.4.110 | [6 empty] | 192.168.5.110
192.168.1.111 | [7 empty] | 192.168.2.111 | [6 empty] | 192.168.3.111 | [6 empty] | 192.168.4.111 | [6 empty] | 192.168.5.111
192.168.1.112 | [7 empty] | 192.168.2.112 | [6 empty] | 192.168.3.112 | [6 empty] | 192.168.4.112 | [6 empty] | 192.168.5.112
192.168.1.113 | [7 empty] | 192.168.2.113 | [6 empty] | 192.168.3.113 | [6 empty] | 192.168.4.113 | [6 empty] | 192.168.5.113
192.168.1.114 | [7 empty] | 192.168.2.114 | [6 empty] | 192.168.3.114 | [6 empty] | 192.168.4.114 | [6 empty] | 192.168.5.114
192.168.1.115 | [7 empty] | 192.168.2.115 | [6 empty] | 192.168.3.115 | [6 empty] | 192.168.4.115 | [6 empty] | 192.168.5.115
192.168.1.116 | [7 empty] | 192.168.2.116 | [6 empty] | 192.168.3.116 | [6 empty] | 192.168.4.116 | [6 empty] | 192.168.5.116
192.168.1.117 | [7 empty] | 192.168.2.117 | [6 empty] | 192.168.3.117 | [6 empty] | 192.168.4.117 | [6 empty] | 192.168.5.117
192.168.1.118 | [7 empty] | 192.168.2.118 | [6 empty] | 192.168.3.118 | [6 empty] | 192.168.4.118 | [6 empty] | 192.168.5.118
192.168.1.119 | [7 empty] | 192.168.2.119 | [6 empty] | 192.168.3.119 | [6 empty] | 192.168.4.119 | [6 empty] | 192.168.5.119
192.168.1.120 | [7 empty] | 192.168.2.120 | [6 empty] | 192.168.3.120 | [6 empty] | 192.168.4.120 | [6 empty] | 192.168.5.120
192.168.1.121 | [7 empty] | 192.168.2.121 | [6 empty] | 192.168.3.121 | [6 empty] | 192.168.4.121 | [6 empty] | 192.168.5.121
192.168.1.122 | [7 empty] | 192.168.2.122 | [6 empty] | 192.168.3.122 | [6 empty] | 192.168.4.122 | [6 empty] | 192.168.5.122
192.168.1.123 | [7 empty] | 192.168.2.123 | [6 empty] | 192.168.3.123 | [6 empty] | 192.168.4.123 | [6 empty] | 192.168.5.123
192.168.1.124 | [7 empty] | 192.168.2.124 | [6 empty] | 192.168.3.124 | [6 empty] | 192.168.4.124 | [6 empty] | 192.168.5.124
192.168.1.125 | [7 empty] | 192.168.2.125 | [6 empty] | 192.168.3.125 | [6 empty] | 192.168.4.125 | [6 empty] | 192.168.5.125
192.168.1.126 | [7 empty] | 192.168.2.126 | [6 empty] | 192.168.3.126 | [6 empty] | 192.168.4.126 | [6 empty] | 192.168.5.126
192.168.1.127 | [7 empty] | 192.168.2.127 | [6 empty] | 192.168.3.127 | [6 empty] | 192.168.4.127 | [6 empty] | 192.168.5.127
192.168.1.128 | [7 empty] | 192.168.2.128 | [6 empty] | 192.168.3.128 | [6 empty] | 192.168.4.128 | [6 empty] | 192.168.5.128
192.168.1.129 | [7 empty] | 192.168.2.129 | [6 empty] | 192.168.3.129 | [6 empty] | 192.168.4.129 | [6 empty] | 192.168.5.129
192.168.1.130 | [7 empty] | 192.168.2.130 | [6 empty] | 192.168.3.130 | [6 empty] | 192.168.4.130 | [6 empty] | 192.168.5.130
192.168.1.131 | [7 empty] | 192.168.2.131 | [6 empty] | 192.168.3.131 | [6 empty] | 192.168.4.131 | [6 empty] | 192.168.5.131
192.168.1.132 | [7 empty] | 192.168.2.132 | [6 empty] | 192.168.3.132 | [6 empty] | 192.168.4.132 | [6 empty] | 192.168.5.132
192.168.1.133 | [7 empty] | 192.168.2.133 | [6 empty] | 192.168.3.133 | [6 empty] | 192.168.4.133 | [6 empty] | 192.168.5.133
192.168.1.134 | [7 empty] | 192.168.2.134 | [6 empty] | 192.168.3.134 | [6 empty] | 192.168.4.134 | [6 empty] | 192.168.5.134
192.168.1.135 | [7 empty] | 192.168.2.135 | [6 empty] | 192.168.3.135 | [6 empty] | 192.168.4.135 | [6 empty] | 192.168.5.135
192.168.1.136 | [7 empty] | 192.168.2.136 | [6 empty] | 192.168.3.136 | [6 empty] | 192.168.4.136 | [6 empty] | 192.168.5.136
192.168.1.137 | [7 empty] | 192.168.2.137 | [6 empty] | 192.168.3.137 | [6 empty] | 192.168.4.137 | [6 empty] | 192.168.5.137
192.168.1.138 | [7 empty] | 192.168.2.138 | [6 empty] | 192.168.3.138 | [6 empty] | 192.168.4.138 | [6 empty] | 192.168.5.138
192.168.1.139 | [7 empty] | 192.168.2.139 | [6 empty] | 192.168.3.139 | [6 empty] | 192.168.4.139 | [6 empty] | 192.168.5.139
192.168.1.140 | [7 empty] | 192.168.2.140 | [6 empty] | 192.168.3.140 | [6 empty] | 192.168.4.140 | [6 empty] | 192.168.5.140
192.168.1.141 | [7 empty] | 192.168.2.141 | [6 empty] | 192.168.3.141 | [6 empty] | 192.168.4.141 | [6 empty] | 192.168.5.141
192.168.1.142 | [7 empty] | 192.168.2.142 | [6 empty] | 192.168.3.142 | [6 empty] | 192.168.4.142 | [6 empty] | 192.168.5.142
192.168.1.143 | [7 empty] | 192.168.2.143 | [6 empty] | 192.168.3.143 | [6 empty] | 192.168.4.143 | [6 empty] | 192.168.5.143
192.168.1.144 | [7 empty] | 192.168.2.144 | [6 empty] | 192.168.3.144 | [6 empty] | 192.168.4.144 | [6 empty] | 192.168.5.144
192.168.1.145 | [7 empty] | 192.168.2.145 | [6 empty] | 192.168.3.145 | [6 empty] | 192.168.4.145 | [6 empty] | 192.168.5.145
192.168.1.146 | [7 empty] | 192.168.2.146 | [6 empty] | 192.168.3.146 | [6 empty] | 192.168.4.146 | [6 empty] | 192.168.5.146
192.168.1.147 | [7 empty] | 192.168.2.147 | [6 empty] | 192.168.3.147 | [6 empty] | 192.168.4.147 | [6 empty] | 192.168.5.147
192.168.1.148 | [7 empty] | 192.168.2.148 | [6 empty] | 192.168.3.148 | [6 empty] | 192.168.4.148 | [6 empty] | 192.168.5.148
192.168.1.149 | [7 empty] | 192.168.2.149 | [6 empty] | 192.168.3.149 | [6 empty] | 192.168.4.149 | [6 empty] | 192.168.5.149
192.168.1.150 | [7 empty] | 192.168.2.150 | [6 empty] | 192.168.3.150 | [6 empty] | 192.168.4.150 | [6 empty] | 192.168.5.150
192.168.1.151 | [7 empty] | 192.168.2.151 | [6 empty] | 192.168.3.151 | [6 empty] | 192.168.4.151 | [6 empty] | 192.168.5.151
192.168.1.152 | [7 empty] | 192.168.2.152 | [6 empty] | 192.168.3.152 | [6 empty] | 192.168.4.152 | [6 empty] | 192.168.5.152
192.168.1.153 | [7 empty] | 192.168.2.153 | [6 empty] | 192.168.3.153 | [6 empty] | 192.168.4.153 | [6 empty] | 192.168.5.153
192.168.1.154 | [7 empty] | 192.168.2.154 | [6 empty] | 192.168.3.154 | [6 empty] | 192.168.4.154 | [6 empty] | 192.168.5.154
192.168.1.155 | [7 empty] | 192.168.2.155 | [6 empty] | 192.168.3.155 | [6 empty] | 192.168.4.155 | [6 empty] | 192.168.5.155
192.168.1.156 | [7 empty] | 192.168.2.156 | [6 empty] | 192.168.3.156 | [6 empty] | 192.168.4.156 | [6 empty] | 192.168.5.156
192.168.1.157 | [7 empty] | 192.168.2.157 | [6 empty] | 192.168.3.157 | [6 empty] | 192.168.4.157 | [6 empty] | 192.168.5.157
192.168.1.158 | [7 empty] | 192.168.2.158 | [6 empty] | 192.168.3.158 | [6 empty] | 192.168.4.158 | [6 empty] | 192.168.5.158
192.168.1.159 | [7 empty] | 192.168.2.159 | [6 empty] | 192.168.3.159 | [6 empty] | 192.168.4.159 | [6 empty] | 192.168.5.159
192.168.1.160 | [7 empty] | 192.168.2.160 | [6 empty] | 192.168.3.160 | [6 empty] | 192.168.4.160 | [6 empty] | 192.168.5.160
192.168.1.161 | [7 empty] | 192.168.2.161 | [6 empty] | 192.168.3.161 | [6 empty] | 192.168.4.161 | [6 empty] | 192.168.5.161
192.168.1.162 | [7 empty] | 192.168.2.162 | [6 empty] | 192.168.3.162 | [6 empty] | 192.168.4.162 | [6 empty] | 192.168.5.162
192.168.1.163 | [7 empty] | 192.168.2.163 | [6 empty] | 192.168.3.163 | [6 empty] | 192.168.4.163 | [6 empty] | 192.168.5.163
192.168.1.164 | [7 empty] | 192.168.2.164 | [6 empty] | 192.168.3.164 | [6 empty] | 192.168.4.164 | [6 empty] | 192.168.5.164
192.168.1.165 | [7 empty] | 192.168.2.165 | [6 empty] | 192.168.3.165 | [6 empty] | 192.168.4.165 | [6 empty] | 192.168.5.165
192.168.1.166 | [7 empty] | 192.168.2.166 | [6 empty] | 192.168.3.166 | [6 empty] | 192.168.4.166 | [6 empty] | 192.168.5.166
192.168.1.167 | [7 empty] | 192.168.2.167 | [6 empty] | 192.168.3.167 | [6 empty] | 192.168.4.167 | [6 empty] | 192.168.5.167
192.168.1.168 | [7 empty] | 192.168.2.168 | [6 empty] | 192.168.3.168 | [6 empty] | 192.168.4.168 | [6 empty] | 192.168.5.168
192.168.1.169 | [7 empty] | 192.168.2.169 | [6 empty] | 192.168.3.169 | [6 empty] | 192.168.4.169 | [6 empty] | 192.168.5.169
192.168.1.170 | [7 empty] | 192.168.2.170 | [6 empty] | 192.168.3.170 | [6 empty] | 192.168.4.170 | [6 empty] | 192.168.5.170
192.168.1.171 | [7 empty] | 192.168.2.171 | [6 empty] | 192.168.3.171 | [6 empty] | 192.168.4.171 | [6 empty] | 192.168.5.171
192.168.1.172 | [7 empty] | 192.168.2.172 | [6 empty] | 192.168.3.172 | [6 empty] | 192.168.4.172 | [6 empty] | 192.168.5.172
192.168.1.173 | [7 empty] | 192.168.2.173 | [6 empty] | 192.168.3.173 | [6 empty] | 192.168.4.173 | [6 empty] | 192.168.5.173
192.168.1.174 | [7 empty] | 192.168.2.174 | [6 empty] | 192.168.3.174 | [6 empty] | 192.168.4.174 | [6 empty] | 192.168.5.174
192.168.1.175 | [7 empty] | 192.168.2.175 | [6 empty] | 192.168.3.175 | [6 empty] | 192.168.4.175 | [6 empty] | 192.168.5.175
192.168.1.176 | [7 empty] | 192.168.2.176 | [6 empty] | 192.168.3.176 | [6 empty] | 192.168.4.176 | [6 empty] | 192.168.5.176
192.168.1.177 | [7 empty] | 192.168.2.177 | [6 empty] | 192.168.3.177 | [6 empty] | 192.168.4.177 | [6 empty] | 192.168.5.177
192.168.1.178 | [7 empty] | 192.168.2.178 | [6 empty] | 192.168.3.178 | [6 empty] | 192.168.4.178 | [6 empty] | 192.168.5.178
192.168.1.179 | [7 empty] | 192.168.2.179 | [6 empty] | 192.168.3.179 | [6 empty] | 192.168.4.179 | [6 empty] | 192.168.5.179
192.168.1.180 | [7 empty] | 192.168.2.180 | [6 empty] | 192.168.3.180 | [6 empty] | 192.168.4.180 | [6 empty] | 192.168.5.180
192.168.1.181 | [7 empty] | 192.168.2.181 | [6 empty] | 192.168.3.181 | [6 empty] | 192.168.4.181 | [6 empty] | 192.168.5.181
192.168.1.182 | [7 empty] | 192.168.2.182 | [6 empty] | 192.168.3.182 | [6 empty] | 192.168.4.182 | [6 empty] | 192.168.5.182
192.168.1.183 | [7 empty] | 192.168.2.183 | [6 empty] | 192.168.3.183 | [6 empty] | 192.168.4.183 | [6 empty] | 192.168.5.183
192.168.1.184 | [7 empty] | 192.168.2.184 | [6 empty] | 192.168.3.184 | [6 empty] | 192.168.4.184 | [6 empty] | 192.168.5.184
192.168.1.185 | [7 empty] | 192.168.2.185 | [6 empty] | 192.168.3.185 | [6 empty] | 192.168.4.185 | [6 empty] | 192.168.5.185
192.168.1.186 | [7 empty] | 192.168.2.186 | [6 empty] | 192.168.3.186 | [6 empty] | 192.168.4.186 | [6 empty] | 192.168.5.186
192.168.1.187 | [7 empty] | 192.168.2.187 | [6 empty] | 192.168.3.187 | [6 empty] | 192.168.4.187 | [6 empty] | 192.168.5.187
192.168.1.188 | [7 empty] | 192.168.2.188 | [6 empty] | 192.168.3.188 | [6 empty] | 192.168.4.188 | [6 empty] | 192.168.5.188
192.168.1.189 | [7 empty] | 192.168.2.189 | [6 empty] | 192.168.3.189 | [6 empty] | 192.168.4.189 | [6 empty] | 192.168.5.189
192.168.1.190 | [7 empty] | 192.168.2.190 | [6 empty] | 192.168.3.190 | [6 empty] | 192.168.4.190 | [6 empty] | 192.168.5.190
192.168.1.191 | [7 empty] | 192.168.2.191 | [6 empty] | 192.168.3.191 | [6 empty] | 192.168.4.191 | [6 empty] | 192.168.5.191
192.168.1.192 | [7 empty] | 192.168.2.192 | [6 empty] | 192.168.3.192 | [6 empty] | 192.168.4.192 | [6 empty] | 192.168.5.192
192.168.1.193 | [7 empty] | 192.168.2.193 | [6 empty] | 192.168.3.193 | [6 empty] | 192.168.4.193 | [6 empty] | 192.168.5.193
192.168.1.194 | [7 empty] | 192.168.2.194 | [6 empty] | 192.168.3.194 | [6 empty] | 192.168.4.194 | [6 empty] | 192.168.5.194
192.168.1.195 | [7 empty] | 192.168.2.195 | [6 empty] | 192.168.3.195 | [6 empty] | 192.168.4.195 | [6 empty] | 192.168.5.195
192.168.1.196 | [7 empty] | 192.168.2.196 | [6 empty] | 192.168.3.196 | [6 empty] | 192.168.4.196 | [6 empty] | 192.168.5.196
192.168.1.197 | [7 empty] | 192.168.2.197 | [6 empty] | 192.168.3.197 | [6 empty] | 192.168.4.197 | [6 empty] | 192.168.5.197
192.168.1.198 | [7 empty] | 192.168.2.198 | [6 empty] | 192.168.3.198 | [6 empty] | 192.168.4.198 | [6 empty] | 192.168.5.198
192.168.1.199 | [7 empty] | 192.168.2.199 | [6 empty] | 192.168.3.199 | [6 empty] | 192.168.4.199 | [6 empty] | 192.168.5.199
192.168.1.200 | [7 empty] | 192.168.2.200 | [6 empty] | 192.168.3.200 | [6 empty] | 192.168.4.200 | [6 empty] | 192.168.5.200
192.168.1.201 | [7 empty] | 192.168.2.201 | [6 empty] | 192.168.3.201 | [6 empty] | 192.168.4.201 | [6 empty] | 192.168.5.201
192.168.1.202 | [7 empty] | 192.168.2.202 | [6 empty] | 192.168.3.202 | [6 empty] | 192.168.4.202 | [6 empty] | 192.168.5.202
192.168.1.203 | [7 empty] | 192.168.2.203 | [6 empty] | 192.168.3.203 | [6 empty] | 192.168.4.203 | [6 empty] | 192.168.5.203
192.168.1.204 | [7 empty] | 192.168.2.204 | [6 empty] | 192.168.3.204 | [6 empty] | 192.168.4.204 | [6 empty] | 192.168.5.204
192.168.1.205 | [7 empty] | 192.168.2.205 | [6 empty] | 192.168.3.205 | [6 empty] | 192.168.4.205 | [6 empty] | 192.168.5.205
192.168.1.206 | [7 empty] | 192.168.2.206 | [6 empty] | 192.168.3.206 | [6 empty] | 192.168.4.206 | [6 empty] | 192.168.5.206
192.168.1.207 | [7 empty] | 192.168.2.207 | [6 empty] | 192.168.3.207 | [6 empty] | 192.168.4.207 | [6 empty] | 192.168.5.207
192.168.1.208 | [7 empty] | 192.168.2.208 | [6 empty] | 192.168.3.208 | [6 empty] | 192.168.4.208 | [6 empty] | 192.168.5.208
192.168.1.209 | [7 empty] | 192.168.2.209 | [6 empty] | 192.168.3.209 | [6 empty] | 192.168.4.209 | [6 empty] | 192.168.5.209
192.168.1.210 | [7 empty] | 192.168.2.210 | [6 empty] | 192.168.3.210 | [6 empty] | 192.168.4.210 | [6 empty] | 192.168.5.210
192.168.1.211 | [7 empty] | 192.168.2.211 | [6 empty] | 192.168.3.211 | [6 empty] | 192.168.4.211 | [6 empty] | 192.168.5.211
192.168.1.212 | [7 empty] | 192.168.2.212 | [6 empty] | 192.168.3.212 | [6 empty] | 192.168.4.212 | [6 empty] | 192.168.5.212
192.168.1.213 | [7 empty] | 192.168.2.213 | [6 empty] | 192.168.3.213 | [6 empty] | 192.168.4.213 | [6 empty] | 192.168.5.213
192.168.1.214 | [7 empty] | 192.168.2.214 | [6 empty] | 192.168.3.214 | [6 empty] | 192.168.4.214 | [6 empty] | 192.168.5.214
192.168.1.215 | [7 empty] | 192.168.2.215 | [6 empty] | 192.168.3.215 | [6 empty] | 192.168.4.215 | [6 empty] | 192.168.5.215
192.168.1.216 | [7 empty] | 192.168.2.216 | [6 empty] | 192.168.3.216 | [6 empty] | 192.168.4.216 | [6 empty] | 192.168.5.216
192.168.1.217 | [7 empty] | 192.168.2.217 | [6 empty] | 192.168.3.217 | [6 empty] | 192.168.4.217 | [6 empty] | 192.168.5.217
192.168.1.218 | [7 empty] | 192.168.2.218 | [6 empty] | 192.168.3.218 | [6 empty] | 192.168.4.218 | [6 empty] | 192.168.5.218
192.168.1.219 | [7 empty] | 192.168.2.219 | [6 empty] | 192.168.3.219 | [6 empty] | 192.168.4.219 | [6 empty] | 192.168.5.219
192.168.1.220 | [7 empty] | 192.168.2.220 | [6 empty] | 192.168.3.220 | [6 empty] | 192.168.4.220 | [6 empty] | 192.168.5.220
192.168.1.221 | [7 empty] | 192.168.2.221 | [6 empty] | 192.168.3.221 | [6 empty] | 192.168.4.221 | [6 empty] | 192.168.5.221
192.168.1.222 | [7 empty] | 192.168.2.222 | [6 empty] | 192.168.3.222 | [6 empty] | 192.168.4.222 | [6 empty] | 192.168.5.222
192.168.1.223 | [7 empty] | 192.168.2.223 | [6 empty] | 192.168.3.223 | [6 empty] | 192.168.4.223 | [6 empty] | 192.168.5.223
192.168.1.224 | [7 empty] | 192.168.2.224 | [6 empty] | 192.168.3.224 | [6 empty] | 192.168.4.224 | [6 empty] | 192.168.5.224
192.168.1.225 | [7 empty] | 192.168.2.225 | [6 empty] | 192.168.3.225 | [6 empty] | 192.168.4.225 | [6 empty] | 192.168.5.225
192.168.1.226 | [7 empty] | 192.168.2.226 | [6 empty] | 192.168.3.226 | [6 empty] | 192.168.4.226 | [6 empty] | 192.168.5.226
192.168.1.227 | [7 empty] | 192.168.2.227 | [6 empty] | 192.168.3.227 | [6 empty] | 192.168.4.227 | [6 empty] | 192.168.5.227
192.168.1.228 | [7 empty] | 192.168.2.228 | [6 empty] | 192.168.3.228 | [6 empty] | 192.168.4.228 | [6 empty] | 192.168.5.228
192.168.1.229 | [7 empty] | 192.168.2.229 | [6 empty] | 192.168.3.229 | [6 empty] | 192.168.4.229 | [6 empty] | 192.168.5.229
192.168.1.230 | [7 empty] | 192.168.2.230 | [6 empty] | 192.168.3.230 | [6 empty] | 192.168.4.230 | [6 empty] | 192.168.5.230
192.168.1.231 | [7 empty] | 192.168.2.231 | [6 empty] | 192.168.3.231 | [6 empty] | 192.168.4.231 | [6 empty] | 192.168.5.231
192.168.1.232 | [7 empty] | 192.168.2.232 | [6 empty] | 192.168.3.232 | [6 empty] | 192.168.4.232 | [6 empty] | 192.168.5.232
192.168.1.233 | [7 empty] | 192.168.2.233 | [6 empty] | 192.168.3.233 | [6 empty] | 192.168.4.233 | [6 empty] | 192.168.5.233
192.168.1.234 | [7 empty] | 192.168.2.234 | [6 empty] | 192.168.3.234 | [6 empty] | 192.168.4.234 | [6 empty] | 192.168.5.234
192.168.1.235 | [7 empty] | 192.168.2.235 | [6 empty] | 192.168.3.235 | [6 empty] | 192.168.4.235 | [6 empty] | 192.168.5.235
192.168.1.236 | [7 empty] | 192.168.2.236 | [6 empty] | 192.168.3.236 | [6 empty] | 192.168.4.236 | [6 empty] | 192.168.5.236
192.168.1.237 | [7 empty] | 192.168.2.237 | [6 empty] | 192.168.3.237 | [6 empty] | 192.168.4.237 | [6 empty] | 192.168.5.237
192.168.1.238 | [7 empty] | 192.168.2.238 | [6 empty] | 192.168.3.238 | [6 empty] | 192.168.4.238 | [6 empty] | 192.168.5.238
192.168.1.239 | [7 empty] | 192.168.2.239 | [6 empty] | 192.168.3.239 | [6 empty] | 192.168.4.239 | [6 empty] | 192.168.5.239
192.168.1.240 | [7 empty] | 192.168.2.240 | [6 empty] | 192.168.3.240 | [6 empty] | 192.168.4.240 | [6 empty] | 192.168.5.240
192.168.1.241 | [7 empty] | 192.168.2.241 | [6 empty] | 192.168.3.241 | [6 empty] | 192.168.4.241 | [6 empty] | 192.168.5.241
192.168.1.242 | [7 empty] | 192.168.2.242 | [6 empty] | 192.168.3.242 | [6 empty] | 192.168.4.242 | [6 empty] | 192.168.5.242
192.168.1.243 | [7 empty] | 192.168.2.243 | [6 empty] | 192.168.3.243 | [6 empty] | 192.168.4.243 | [6 empty] | 192.168.5.243
192.168.1.244 | [7 empty] | 192.168.2.244 | [6 empty] | 192.168.3.244 | [6 empty] | 192.168.4.244 | [6 empty] | 192.168.5.244
192.168.1.245 | [7 empty] | 192.168.2.245 | [6 empty] | 192.168.3.245 | [6 empty] | 192.168.4.245 | [6 empty] | 192.168.5.245
192.168.1.246 | [7 empty] | 192.168.2.246 | [6 empty] | 192.168.3.246 | [6 empty] | 192.168.4.246 | [6 empty] | 192.168.5.246
192.168.1.247 | [7 empty] | 192.168.2.247 | [6 empty] | 192.168.3.247 | [6 empty] | 192.168.4.247 | [6 empty] | 192.168.5.247
192.168.1.248 | [7 empty] | 192.168.2.248 | [6 empty] | 192.168.3.248 | [6 empty] | 192.168.4.248 | [6 empty] | 192.168.5.248
192.168.1.249 | [7 empty] | 192.168.2.249 | [6 empty] | 192.168.3.249 | [6 empty] | 192.168.4.249 | [6 empty] | 192.168.5.249
192.168.1.250 | [7 empty] | 192.168.2.250 | [6 empty] | 192.168.3.250 | [6 empty] | 192.168.4.250 | [6 empty] | 192.168.5.250
192.168.1.251 | [7 empty] | 192.168.2.251 | [6 empty] | 192.168.3.251 | [6 empty] | 192.168.4.251 | [6 empty] | 192.168.5.251
192.168.1.252 | [7 empty] | 192.168.2.252 | [6 empty] | 192.168.3.252 | [6 empty] | 192.168.4.252 | [6 empty] | 192.168.5.252
192.168.1.253 | [7 empty] | 192.168.2.253 | [6 empty] | 192.168.3.253 | [6 empty] | 192.168.4.253 | [6 empty] | 192.168.5.253
192.168.1.254 | [7 empty] | 192.168.2.254 | [6 empty] | 192.168.3.254 | [6 empty] | 192.168.4.254 | [6 empty] | 192.168.5.254
192.168.1.255 | [7 empty] | 192.168.2.255 | [6 empty] | 192.168.3.255 | [6 empty] | 192.168.4.255 | [6 empty] | 192.168.5.255
IP address allocation rules
For PLC IP address 192.168.100.1
⇓
IP address below PLC 192.168.1.※※

## Local(HA)
IP address ledger - for lower level (PLC and below)≫Class C
Upper address registration line name : |  |  |  | Upper IP address : 192.168.100.1 ~ 99
Usable IP address range : 192.168.1.1 to 192.168.99.255
192.168.1.※※ | [7 empty] | 192.168.2.※※ | [6 empty] | 192.168.3.※※ | [6 empty] | 192.168.4.※※ | [6 empty] | 192.168.5.※※
IP Address | PC Port (Other node port no.) | Machine | Equipment | Manufacturing | PLC Type | Machine no. | Remarks | IP Address | PC Port (Other node port no.) | Machine | Manufacturing | PLC Type | Machine no. | Remarks | IP Address | PC Port (Other node port no.) | Machine | Manufacturing | PLC Type | Machine no. | Remarks | IP Address | PC Port (Other node port no.) | Machine | Manufacturing | PLC Type | Machine no. | Remarks | IP Address | PC Port (Other node port no.) | Machine | Manufacturing | PLC Type | Machine no. | Remarks
192.168.1.0 | [7 empty] | 192.168.2.0 | [6 empty] | 192.168.3.0 | [6 empty] | 192.168.4.0 | [6 empty] | 192.168.5.0
192.168.1.1 |  |  | PLC |  |  |  |  | 192.168.2.1 | [6 empty] | 192.168.3.1 | [6 empty] | 192.168.4.1 | [6 empty] | 192.168.5.1
192.168.1.2 |  |  | Touch Panel 1 |  |  |  |  | 192.168.2.2 | [6 empty] | 192.168.3.2 | [6 empty] | 192.168.4.2 | [6 empty] | 192.168.5.2
192.168.1.3 |  |  | Touch Panel 2 (Spare) |  |  |  |  | 192.168.2.3 | [6 empty] | 192.168.3.3 | [6 empty] | 192.168.4.3 | [6 empty] | 192.168.5.3
192.168.1.4 |  |  | Touch Panel 3 (Spare) |  |  |  |  | 192.168.2.4 | [6 empty] | 192.168.3.4 | [6 empty] | 192.168.4.4 | [6 empty] | 192.168.5.4
192.168.1.5 |  |  | Touch Panel 4 (Spare) |  |  |  |  | 192.168.2.5 | [6 empty] | 192.168.3.5 | [6 empty] | 192.168.4.5 | [6 empty] | 192.168.5.5
192.168.1.6 |  |  | Touch Panel 5 (Spare) |  |  |  |  | 192.168.2.6 | [6 empty] | 192.168.3.6 | [6 empty] | 192.168.4.6 | [6 empty] | 192.168.5.6
192.168.1.7 |  |  | Solinoid Value 1 |  |  |  |  | 192.168.2.7 | [6 empty] | 192.168.3.7 | [6 empty] | 192.168.4.7 | [6 empty] | 192.168.5.7
192.168.1.8 |  |  | Solinoid Value 2 (Spare) |  |  |  |  | 192.168.2.8 | [6 empty] | 192.168.3.8 | [6 empty] | 192.168.4.8 | [6 empty] | 192.168.5.8
192.168.1.9 |  |  | Solinoid Value 3 (Spare) |  |  |  |  | 192.168.2.9 | [6 empty] | 192.168.3.9 | [6 empty] | 192.168.4.9 | [6 empty] | 192.168.5.9
192.168.1.10 |  |  | Solinoid Value 4 (Spare) |  |  |  |  | 192.168.2.10 | [6 empty] | 192.168.3.10 | [6 empty] | 192.168.4.10 | [6 empty] | 192.168.5.10
192.168.1.11 |  |  | Solinoid Value 5 (Spare) |  |  |  |  | 192.168.2.11 | [6 empty] | 192.168.3.11 | [6 empty] | 192.168.4.11 | [6 empty] | 192.168.5.11
192.168.1.12 |  |  | DMC Laser Marking 1 |  |  |  |  | 192.168.2.12 | [6 empty] | 192.168.3.12 | [6 empty] | 192.168.4.12 | [6 empty] | 192.168.5.12
192.168.1.13 |  |  | DMC Laser Marking 2 (Spare) |  |  |  |  | 192.168.2.13 | [6 empty] | 192.168.3.13 | [6 empty] | 192.168.4.13 | [6 empty] | 192.168.5.13
192.168.1.14 |  |  | Vision Sensor 1 |  |  |  |  | 192.168.2.14 | [6 empty] | 192.168.3.14 | [6 empty] | 192.168.4.14 | [6 empty] | 192.168.5.14
192.168.1.15 |  |  | Vision Sensor 2 (Spare) |  |  |  |  | 192.168.2.15 | [6 empty] | 192.168.3.15 | [6 empty] | 192.168.4.15 | [6 empty] | 192.168.5.15
192.168.1.16 |  |  | Vision Sensor 3 (Spare) |  |  |  |  | 192.168.2.16 | [6 empty] | 192.168.3.16 | [6 empty] | 192.168.4.16 | [6 empty] | 192.168.5.16
192.168.1.17 |  |  | Vision Sensor 4 (Spare) |  |  |  |  | 192.168.2.17 | [6 empty] | 192.168.3.17 | [6 empty] | 192.168.4.17 | [6 empty] | 192.168.5.17
192.168.1.18 |  |  | Vision Sensor 5 (Spare) |  |  |  |  | 192.168.2.18 | [6 empty] | 192.168.3.18 | [6 empty] | 192.168.4.18 | [6 empty] | 192.168.5.18
192.168.1.19 |  |  | IAI 1 |  |  |  |  | 192.168.2.19 | [6 empty] | 192.168.3.19 | [6 empty] | 192.168.4.19 | [6 empty] | 192.168.5.19
192.168.1.20 |  |  | IAI 2 (Spare) |  |  |  |  | 192.168.2.20 | [6 empty] | 192.168.3.20 | [6 empty] | 192.168.4.20 | [6 empty] | 192.168.5.20
192.168.1.21 |  |  | IAI 3 (Spare) |  |  |  |  | 192.168.2.21 | [6 empty] | 192.168.3.21 | [6 empty] | 192.168.4.21 | [6 empty] | 192.168.5.21
192.168.1.22 |  |  | IAI 4 (Spare) |  |  |  |  | 192.168.2.22 | [6 empty] | 192.168.3.22 | [6 empty] | 192.168.4.22 | [6 empty] | 192.168.5.22
192.168.1.23 |  |  | IAI 5 (Spare) |  |  |  |  | 192.168.2.23 | [6 empty] | 192.168.3.23 | [6 empty] | 192.168.4.23 | [6 empty] | 192.168.5.23
192.168.1.24 |  |  | ESTIC 1 |  |  |  |  | 192.168.2.24 | [6 empty] | 192.168.3.24 | [6 empty] | 192.168.4.24 | [6 empty] | 192.168.5.24
192.168.1.25 |  |  | ESTIC 2 (Spare) |  |  |  |  | 192.168.2.25 | [6 empty] | 192.168.3.25 | [6 empty] | 192.168.4.25 | [6 empty] | 192.168.5.25
192.168.1.26 |  |  | ESTIC 3 (Spare) |  |  |  |  | 192.168.2.26 | [6 empty] | 192.168.3.26 | [6 empty] | 192.168.4.26 | [6 empty] | 192.168.5.26
192.168.1.27 |  |  | ESTIC 4 (Spare) |  |  |  |  | 192.168.2.27 | [6 empty] | 192.168.3.27 | [6 empty] | 192.168.4.27 | [6 empty] | 192.168.5.27
192.168.1.28 |  |  | ESTIC 5 (Spare) |  |  |  |  | 192.168.2.28 | [6 empty] | 192.168.3.28 | [6 empty] | 192.168.4.28 | [6 empty] | 192.168.5.28
192.168.1.29 |  |  | Linear Gauge 1 |  |  |  |  | 192.168.2.29 | [6 empty] | 192.168.3.29 | [6 empty] | 192.168.4.29 | [6 empty] | 192.168.5.29
192.168.1.30 |  |  | Linear Gauge 2 (Spare) |  |  |  |  | 192.168.2.30 | [6 empty] | 192.168.3.30 | [6 empty] | 192.168.4.30 | [6 empty] | 192.168.5.30
192.168.1.31 |  |  | Linear Gauge 3 (Spare) |  |  |  |  | 192.168.2.31 | [6 empty] | 192.168.3.31 | [6 empty] | 192.168.4.31 | [6 empty] | 192.168.5.31
192.168.1.32 |  |  | Linear Gauge 4 (Spare) |  |  |  |  | 192.168.2.32 | [6 empty] | 192.168.3.32 | [6 empty] | 192.168.4.32 | [6 empty] | 192.168.5.32
192.168.1.33 |  |  | Linear Gauge 5 (Spare) |  |  |  |  | 192.168.2.33 | [6 empty] | 192.168.3.33 | [6 empty] | 192.168.4.33 | [6 empty] | 192.168.5.33
192.168.1.34 | [7 empty] | 192.168.2.34 | [6 empty] | 192.168.3.34 | [6 empty] | 192.168.4.34 | [6 empty] | 192.168.5.34
192.168.1.35 | [7 empty] | 192.168.2.35 | [6 empty] | 192.168.3.35 | [6 empty] | 192.168.4.35 | [6 empty] | 192.168.5.35
192.168.1.36 | [7 empty] | 192.168.2.36 | [6 empty] | 192.168.3.36 | [6 empty] | 192.168.4.36 | [6 empty] | 192.168.5.36
192.168.1.37 | [7 empty] | 192.168.2.37 | [6 empty] | 192.168.3.37 | [6 empty] | 192.168.4.37 | [6 empty] | 192.168.5.37
192.168.1.38 | [7 empty] | 192.168.2.38 | [6 empty] | 192.168.3.38 | [6 empty] | 192.168.4.38 | [6 empty] | 192.168.5.38
192.168.1.39 | [7 empty] | 192.168.2.39 | [6 empty] | 192.168.3.39 | [6 empty] | 192.168.4.39 | [6 empty] | 192.168.5.39
192.168.1.40 | [7 empty] | 192.168.2.40 | [6 empty] | 192.168.3.40 | [6 empty] | 192.168.4.40 | [6 empty] | 192.168.5.40
192.168.1.41 | [7 empty] | 192.168.2.41 | [6 empty] | 192.168.3.41 | [6 empty] | 192.168.4.41 | [6 empty] | 192.168.5.41
192.168.1.42 | [7 empty] | 192.168.2.42 | [6 empty] | 192.168.3.42 | [6 empty] | 192.168.4.42 | [6 empty] | 192.168.5.42
192.168.1.43 | [7 empty] | 192.168.2.43 | [6 empty] | 192.168.3.43 | [6 empty] | 192.168.4.43 | [6 empty] | 192.168.5.43
192.168.1.44 | [7 empty] | 192.168.2.44 | [6 empty] | 192.168.3.44 | [6 empty] | 192.168.4.44 | [6 empty] | 192.168.5.44
192.168.1.45 | [7 empty] | 192.168.2.45 | [6 empty] | 192.168.3.45 | [6 empty] | 192.168.4.45 | [6 empty] | 192.168.5.45
192.168.1.46 | [7 empty] | 192.168.2.46 | [6 empty] | 192.168.3.46 | [6 empty] | 192.168.4.46 | [6 empty] | 192.168.5.46
192.168.1.47 | [7 empty] | 192.168.2.47 | [6 empty] | 192.168.3.47 | [6 empty] | 192.168.4.47 | [6 empty] | 192.168.5.47
192.168.1.48 | [7 empty] | 192.168.2.48 | [6 empty] | 192.168.3.48 | [6 empty] | 192.168.4.48 | [6 empty] | 192.168.5.48
192.168.1.49 | [7 empty] | 192.168.2.49 | [6 empty] | 192.168.3.49 | [6 empty] | 192.168.4.49 | [6 empty] | 192.168.5.49
192.168.1.50 | [7 empty] | 192.168.2.50 | [6 empty] | 192.168.3.50 | [6 empty] | 192.168.4.50 | [6 empty] | 192.168.5.50
192.168.1.51 | [7 empty] | 192.168.2.51 | [6 empty] | 192.168.3.51 | [6 empty] | 192.168.4.51 | [6 empty] | 192.168.5.51
192.168.1.52 | [7 empty] | 192.168.2.52 | [6 empty] | 192.168.3.52 | [6 empty] | 192.168.4.52 | [6 empty] | 192.168.5.52
192.168.1.53 | [7 empty] | 192.168.2.53 | [6 empty] | 192.168.3.53 | [6 empty] | 192.168.4.53 | [6 empty] | 192.168.5.53
192.168.1.54 | [7 empty] | 192.168.2.54 | [6 empty] | 192.168.3.54 | [6 empty] | 192.168.4.54 | [6 empty] | 192.168.5.54
192.168.1.55 | [7 empty] | 192.168.2.55 | [6 empty] | 192.168.3.55 | [6 empty] | 192.168.4.55 | [6 empty] | 192.168.5.55
192.168.1.56 | [7 empty] | 192.168.2.56 | [6 empty] | 192.168.3.56 | [6 empty] | 192.168.4.56 | [6 empty] | 192.168.5.56
192.168.1.57 | [7 empty] | 192.168.2.57 | [6 empty] | 192.168.3.57 | [6 empty] | 192.168.4.57 | [6 empty] | 192.168.5.57
192.168.1.58 | [7 empty] | 192.168.2.58 | [6 empty] | 192.168.3.58 | [6 empty] | 192.168.4.58 | [6 empty] | 192.168.5.58
192.168.1.59 | [7 empty] | 192.168.2.59 | [6 empty] | 192.168.3.59 | [6 empty] | 192.168.4.59 | [6 empty] | 192.168.5.59
192.168.1.60 | [7 empty] | 192.168.2.60 | [6 empty] | 192.168.3.60 | [6 empty] | 192.168.4.60 | [6 empty] | 192.168.5.60
192.168.1.61 | [7 empty] | 192.168.2.61 | [6 empty] | 192.168.3.61 | [6 empty] | 192.168.4.61 | [6 empty] | 192.168.5.61
192.168.1.62 | [7 empty] | 192.168.2.62 | [6 empty] | 192.168.3.62 | [6 empty] | 192.168.4.62 | [6 empty] | 192.168.5.62
192.168.1.63 | [7 empty] | 192.168.2.63 | [6 empty] | 192.168.3.63 | [6 empty] | 192.168.4.63 | [6 empty] | 192.168.5.63
192.168.1.64 | [7 empty] | 192.168.2.64 | [6 empty] | 192.168.3.64 | [6 empty] | 192.168.4.64 | [6 empty] | 192.168.5.64
192.168.1.65 | [7 empty] | 192.168.2.65 | [6 empty] | 192.168.3.65 | [6 empty] | 192.168.4.65 | [6 empty] | 192.168.5.65
192.168.1.66 | [7 empty] | 192.168.2.66 | [6 empty] | 192.168.3.66 | [6 empty] | 192.168.4.66 | [6 empty] | 192.168.5.66
192.168.1.67 | [7 empty] | 192.168.2.67 | [6 empty] | 192.168.3.67 | [6 empty] | 192.168.4.67 | [6 empty] | 192.168.5.67
192.168.1.68 | [7 empty] | 192.168.2.68 | [6 empty] | 192.168.3.68 | [6 empty] | 192.168.4.68 | [6 empty] | 192.168.5.68
192.168.1.69 | [7 empty] | 192.168.2.69 | [6 empty] | 192.168.3.69 | [6 empty] | 192.168.4.69 | [6 empty] | 192.168.5.69
192.168.1.70 | [7 empty] | 192.168.2.70 | [6 empty] | 192.168.3.70 | [6 empty] | 192.168.4.70 | [6 empty] | 192.168.5.70
192.168.1.71 | [7 empty] | 192.168.2.71 | [6 empty] | 192.168.3.71 | [6 empty] | 192.168.4.71 | [6 empty] | 192.168.5.71
192.168.1.72 | [7 empty] | 192.168.2.72 | [6 empty] | 192.168.3.72 | [6 empty] | 192.168.4.72 | [6 empty] | 192.168.5.72
192.168.1.73 | [7 empty] | 192.168.2.73 | [6 empty] | 192.168.3.73 | [6 empty] | 192.168.4.73 | [6 empty] | 192.168.5.73
192.168.1.74 | [7 empty] | 192.168.2.74 | [6 empty] | 192.168.3.74 | [6 empty] | 192.168.4.74 | [6 empty] | 192.168.5.74
192.168.1.75 | [7 empty] | 192.168.2.75 | [6 empty] | 192.168.3.75 | [6 empty] | 192.168.4.75 | [6 empty] | 192.168.5.75
192.168.1.76 | [7 empty] | 192.168.2.76 | [6 empty] | 192.168.3.76 | [6 empty] | 192.168.4.76 | [6 empty] | 192.168.5.76
192.168.1.77 | [7 empty] | 192.168.2.77 | [6 empty] | 192.168.3.77 | [6 empty] | 192.168.4.77 | [6 empty] | 192.168.5.77
192.168.1.78 | [7 empty] | 192.168.2.78 | [6 empty] | 192.168.3.78 | [6 empty] | 192.168.4.78 | [6 empty] | 192.168.5.78
192.168.1.79 | [7 empty] | 192.168.2.79 | [6 empty] | 192.168.3.79 | [6 empty] | 192.168.4.79 | [6 empty] | 192.168.5.79
192.168.1.80 | [7 empty] | 192.168.2.80 | [6 empty] | 192.168.3.80 | [6 empty] | 192.168.4.80 | [6 empty] | 192.168.5.80
192.168.1.81 | [7 empty] | 192.168.2.81 | [6 empty] | 192.168.3.81 | [6 empty] | 192.168.4.81 | [6 empty] | 192.168.5.81
192.168.1.82 | [7 empty] | 192.168.2.82 | [6 empty] | 192.168.3.82 | [6 empty] | 192.168.4.82 | [6 empty] | 192.168.5.82
192.168.1.83 | [7 empty] | 192.168.2.83 | [6 empty] | 192.168.3.83 | [6 empty] | 192.168.4.83 | [6 empty] | 192.168.5.83
192.168.1.84 | [7 empty] | 192.168.2.84 | [6 empty] | 192.168.3.84 | [6 empty] | 192.168.4.84 | [6 empty] | 192.168.5.84
192.168.1.85 | [7 empty] | 192.168.2.85 | [6 empty] | 192.168.3.85 | [6 empty] | 192.168.4.85 | [6 empty] | 192.168.5.85
192.168.1.86 | [7 empty] | 192.168.2.86 | [6 empty] | 192.168.3.86 | [6 empty] | 192.168.4.86 | [6 empty] | 192.168.5.86
192.168.1.87 | [7 empty] | 192.168.2.87 | [6 empty] | 192.168.3.87 | [6 empty] | 192.168.4.87 | [6 empty] | 192.168.5.87
192.168.1.88 | [7 empty] | 192.168.2.88 | [6 empty] | 192.168.3.88 | [6 empty] | 192.168.4.88 | [6 empty] | 192.168.5.88
192.168.1.89 | [7 empty] | 192.168.2.89 | [6 empty] | 192.168.3.89 | [6 empty] | 192.168.4.89 | [6 empty] | 192.168.5.89
192.168.1.90 | [7 empty] | 192.168.2.90 | [6 empty] | 192.168.3.90 | [6 empty] | 192.168.4.90 | [6 empty] | 192.168.5.90
192.168.1.91 | [7 empty] | 192.168.2.91 | [6 empty] | 192.168.3.91 | [6 empty] | 192.168.4.91 | [6 empty] | 192.168.5.91
192.168.1.92 | [7 empty] | 192.168.2.92 | [6 empty] | 192.168.3.92 | [6 empty] | 192.168.4.92 | [6 empty] | 192.168.5.92
192.168.1.93 | [7 empty] | 192.168.2.93 | [6 empty] | 192.168.3.93 | [6 empty] | 192.168.4.93 | [6 empty] | 192.168.5.93
192.168.1.94 | [7 empty] | 192.168.2.94 | [6 empty] | 192.168.3.94 | [6 empty] | 192.168.4.94 | [6 empty] | 192.168.5.94
192.168.1.95 | [7 empty] | 192.168.2.95 | [6 empty] | 192.168.3.95 | [6 empty] | 192.168.4.95 | [6 empty] | 192.168.5.95
192.168.1.96 | [7 empty] | 192.168.2.96 | [6 empty] | 192.168.3.96 | [6 empty] | 192.168.4.96 | [6 empty] | 192.168.5.96
192.168.1.97 | [7 empty] | 192.168.2.97 | [6 empty] | 192.168.3.97 | [6 empty] | 192.168.4.97 | [6 empty] | 192.168.5.97
192.168.1.98 | [7 empty] | 192.168.2.98 | [6 empty] | 192.168.3.98 | [6 empty] | 192.168.4.98 | [6 empty] | 192.168.5.98
192.168.1.99 | [7 empty] | 192.168.2.99 | [6 empty] | 192.168.3.99 | [6 empty] | 192.168.4.99 | [6 empty] | 192.168.5.99
192.168.1.100 | [7 empty] | 192.168.2.100 | [6 empty] | 192.168.3.100 | [6 empty] | 192.168.4.100 | [6 empty] | 192.168.5.100
192.168.1.101 | [7 empty] | 192.168.2.101 | [6 empty] | 192.168.3.101 | [6 empty] | 192.168.4.101 | [6 empty] | 192.168.5.101
192.168.1.102 | [7 empty] | 192.168.2.102 | [6 empty] | 192.168.3.102 | [6 empty] | 192.168.4.102 | [6 empty] | 192.168.5.102
192.168.1.103 | [7 empty] | 192.168.2.103 | [6 empty] | 192.168.3.103 | [6 empty] | 192.168.4.103 | [6 empty] | 192.168.5.103
192.168.1.104 | [7 empty] | 192.168.2.104 | [6 empty] | 192.168.3.104 | [6 empty] | 192.168.4.104 | [6 empty] | 192.168.5.104
192.168.1.105 | [7 empty] | 192.168.2.105 | [6 empty] | 192.168.3.105 | [6 empty] | 192.168.4.105 | [6 empty] | 192.168.5.105
192.168.1.106 | [7 empty] | 192.168.2.106 | [6 empty] | 192.168.3.106 | [6 empty] | 192.168.4.106 | [6 empty] | 192.168.5.106
192.168.1.107 | [7 empty] | 192.168.2.107 | [6 empty] | 192.168.3.107 | [6 empty] | 192.168.4.107 | [6 empty] | 192.168.5.107
192.168.1.108 | [7 empty] | 192.168.2.108 | [6 empty] | 192.168.3.108 | [6 empty] | 192.168.4.108 | [6 empty] | 192.168.5.108
192.168.1.109 | [7 empty] | 192.168.2.109 | [6 empty] | 192.168.3.109 | [6 empty] | 192.168.4.109 | [6 empty] | 192.168.5.109
192.168.1.110 | [7 empty] | 192.168.2.110 | [6 empty] | 192.168.3.110 | [6 empty] | 192.168.4.110 | [6 empty] | 192.168.5.110
192.168.1.111 | [7 empty] | 192.168.2.111 | [6 empty] | 192.168.3.111 | [6 empty] | 192.168.4.111 | [6 empty] | 192.168.5.111
192.168.1.112 | [7 empty] | 192.168.2.112 | [6 empty] | 192.168.3.112 | [6 empty] | 192.168.4.112 | [6 empty] | 192.168.5.112
192.168.1.113 | [7 empty] | 192.168.2.113 | [6 empty] | 192.168.3.113 | [6 empty] | 192.168.4.113 | [6 empty] | 192.168.5.113
192.168.1.114 | [7 empty] | 192.168.2.114 | [6 empty] | 192.168.3.114 | [6 empty] | 192.168.4.114 | [6 empty] | 192.168.5.114
192.168.1.115 | [7 empty] | 192.168.2.115 | [6 empty] | 192.168.3.115 | [6 empty] | 192.168.4.115 | [6 empty] | 192.168.5.115
192.168.1.116 | [7 empty] | 192.168.2.116 | [6 empty] | 192.168.3.116 | [6 empty] | 192.168.4.116 | [6 empty] | 192.168.5.116
192.168.1.117 | [7 empty] | 192.168.2.117 | [6 empty] | 192.168.3.117 | [6 empty] | 192.168.4.117 | [6 empty] | 192.168.5.117
192.168.1.118 | [7 empty] | 192.168.2.118 | [6 empty] | 192.168.3.118 | [6 empty] | 192.168.4.118 | [6 empty] | 192.168.5.118
192.168.1.119 | [7 empty] | 192.168.2.119 | [6 empty] | 192.168.3.119 | [6 empty] | 192.168.4.119 | [6 empty] | 192.168.5.119
192.168.1.120 | [7 empty] | 192.168.2.120 | [6 empty] | 192.168.3.120 | [6 empty] | 192.168.4.120 | [6 empty] | 192.168.5.120
192.168.1.121 | [7 empty] | 192.168.2.121 | [6 empty] | 192.168.3.121 | [6 empty] | 192.168.4.121 | [6 empty] | 192.168.5.121
192.168.1.122 | [7 empty] | 192.168.2.122 | [6 empty] | 192.168.3.122 | [6 empty] | 192.168.4.122 | [6 empty] | 192.168.5.122
192.168.1.123 | [7 empty] | 192.168.2.123 | [6 empty] | 192.168.3.123 | [6 empty] | 192.168.4.123 | [6 empty] | 192.168.5.123
192.168.1.124 | [7 empty] | 192.168.2.124 | [6 empty] | 192.168.3.124 | [6 empty] | 192.168.4.124 | [6 empty] | 192.168.5.124
192.168.1.125 | [7 empty] | 192.168.2.125 | [6 empty] | 192.168.3.125 | [6 empty] | 192.168.4.125 | [6 empty] | 192.168.5.125
192.168.1.126 | [7 empty] | 192.168.2.126 | [6 empty] | 192.168.3.126 | [6 empty] | 192.168.4.126 | [6 empty] | 192.168.5.126
192.168.1.127 | [7 empty] | 192.168.2.127 | [6 empty] | 192.168.3.127 | [6 empty] | 192.168.4.127 | [6 empty] | 192.168.5.127
192.168.1.128 | [7 empty] | 192.168.2.128 | [6 empty] | 192.168.3.128 | [6 empty] | 192.168.4.128 | [6 empty] | 192.168.5.128
192.168.1.129 | [7 empty] | 192.168.2.129 | [6 empty] | 192.168.3.129 | [6 empty] | 192.168.4.129 | [6 empty] | 192.168.5.129
192.168.1.130 | [7 empty] | 192.168.2.130 | [6 empty] | 192.168.3.130 | [6 empty] | 192.168.4.130 | [6 empty] | 192.168.5.130
192.168.1.131 | [7 empty] | 192.168.2.131 | [6 empty] | 192.168.3.131 | [6 empty] | 192.168.4.131 | [6 empty] | 192.168.5.131
192.168.1.132 | [7 empty] | 192.168.2.132 | [6 empty] | 192.168.3.132 | [6 empty] | 192.168.4.132 | [6 empty] | 192.168.5.132
192.168.1.133 | [7 empty] | 192.168.2.133 | [6 empty] | 192.168.3.133 | [6 empty] | 192.168.4.133 | [6 empty] | 192.168.5.133
192.168.1.134 | [7 empty] | 192.168.2.134 | [6 empty] | 192.168.3.134 | [6 empty] | 192.168.4.134 | [6 empty] | 192.168.5.134
192.168.1.135 | [7 empty] | 192.168.2.135 | [6 empty] | 192.168.3.135 | [6 empty] | 192.168.4.135 | [6 empty] | 192.168.5.135
192.168.1.136 | [7 empty] | 192.168.2.136 | [6 empty] | 192.168.3.136 | [6 empty] | 192.168.4.136 | [6 empty] | 192.168.5.136
192.168.1.137 | [7 empty] | 192.168.2.137 | [6 empty] | 192.168.3.137 | [6 empty] | 192.168.4.137 | [6 empty] | 192.168.5.137
192.168.1.138 | [7 empty] | 192.168.2.138 | [6 empty] | 192.168.3.138 | [6 empty] | 192.168.4.138 | [6 empty] | 192.168.5.138
192.168.1.139 | [7 empty] | 192.168.2.139 | [6 empty] | 192.168.3.139 | [6 empty] | 192.168.4.139 | [6 empty] | 192.168.5.139
192.168.1.140 | [7 empty] | 192.168.2.140 | [6 empty] | 192.168.3.140 | [6 empty] | 192.168.4.140 | [6 empty] | 192.168.5.140
192.168.1.141 | [7 empty] | 192.168.2.141 | [6 empty] | 192.168.3.141 | [6 empty] | 192.168.4.141 | [6 empty] | 192.168.5.141
192.168.1.142 | [7 empty] | 192.168.2.142 | [6 empty] | 192.168.3.142 | [6 empty] | 192.168.4.142 | [6 empty] | 192.168.5.142
192.168.1.143 | [7 empty] | 192.168.2.143 | [6 empty] | 192.168.3.143 | [6 empty] | 192.168.4.143 | [6 empty] | 192.168.5.143
192.168.1.144 | [7 empty] | 192.168.2.144 | [6 empty] | 192.168.3.144 | [6 empty] | 192.168.4.144 | [6 empty] | 192.168.5.144
192.168.1.145 | [7 empty] | 192.168.2.145 | [6 empty] | 192.168.3.145 | [6 empty] | 192.168.4.145 | [6 empty] | 192.168.5.145
192.168.1.146 | [7 empty] | 192.168.2.146 | [6 empty] | 192.168.3.146 | [6 empty] | 192.168.4.146 | [6 empty] | 192.168.5.146
192.168.1.147 | [7 empty] | 192.168.2.147 | [6 empty] | 192.168.3.147 | [6 empty] | 192.168.4.147 | [6 empty] | 192.168.5.147
192.168.1.148 | [7 empty] | 192.168.2.148 | [6 empty] | 192.168.3.148 | [6 empty] | 192.168.4.148 | [6 empty] | 192.168.5.148
192.168.1.149 | [7 empty] | 192.168.2.149 | [6 empty] | 192.168.3.149 | [6 empty] | 192.168.4.149 | [6 empty] | 192.168.5.149
192.168.1.150 | [7 empty] | 192.168.2.150 | [6 empty] | 192.168.3.150 | [6 empty] | 192.168.4.150 | [6 empty] | 192.168.5.150
192.168.1.151 | [7 empty] | 192.168.2.151 | [6 empty] | 192.168.3.151 | [6 empty] | 192.168.4.151 | [6 empty] | 192.168.5.151
192.168.1.152 | [7 empty] | 192.168.2.152 | [6 empty] | 192.168.3.152 | [6 empty] | 192.168.4.152 | [6 empty] | 192.168.5.152
192.168.1.153 | [7 empty] | 192.168.2.153 | [6 empty] | 192.168.3.153 | [6 empty] | 192.168.4.153 | [6 empty] | 192.168.5.153
192.168.1.154 | [7 empty] | 192.168.2.154 | [6 empty] | 192.168.3.154 | [6 empty] | 192.168.4.154 | [6 empty] | 192.168.5.154
192.168.1.155 | [7 empty] | 192.168.2.155 | [6 empty] | 192.168.3.155 | [6 empty] | 192.168.4.155 | [6 empty] | 192.168.5.155
192.168.1.156 | [7 empty] | 192.168.2.156 | [6 empty] | 192.168.3.156 | [6 empty] | 192.168.4.156 | [6 empty] | 192.168.5.156
192.168.1.157 | [7 empty] | 192.168.2.157 | [6 empty] | 192.168.3.157 | [6 empty] | 192.168.4.157 | [6 empty] | 192.168.5.157
192.168.1.158 | [7 empty] | 192.168.2.158 | [6 empty] | 192.168.3.158 | [6 empty] | 192.168.4.158 | [6 empty] | 192.168.5.158
192.168.1.159 | [7 empty] | 192.168.2.159 | [6 empty] | 192.168.3.159 | [6 empty] | 192.168.4.159 | [6 empty] | 192.168.5.159
192.168.1.160 | [7 empty] | 192.168.2.160 | [6 empty] | 192.168.3.160 | [6 empty] | 192.168.4.160 | [6 empty] | 192.168.5.160
192.168.1.161 | [7 empty] | 192.168.2.161 | [6 empty] | 192.168.3.161 | [6 empty] | 192.168.4.161 | [6 empty] | 192.168.5.161
192.168.1.162 | [7 empty] | 192.168.2.162 | [6 empty] | 192.168.3.162 | [6 empty] | 192.168.4.162 | [6 empty] | 192.168.5.162
192.168.1.163 | [7 empty] | 192.168.2.163 | [6 empty] | 192.168.3.163 | [6 empty] | 192.168.4.163 | [6 empty] | 192.168.5.163
192.168.1.164 | [7 empty] | 192.168.2.164 | [6 empty] | 192.168.3.164 | [6 empty] | 192.168.4.164 | [6 empty] | 192.168.5.164
192.168.1.165 | [7 empty] | 192.168.2.165 | [6 empty] | 192.168.3.165 | [6 empty] | 192.168.4.165 | [6 empty] | 192.168.5.165
192.168.1.166 | [7 empty] | 192.168.2.166 | [6 empty] | 192.168.3.166 | [6 empty] | 192.168.4.166 | [6 empty] | 192.168.5.166
192.168.1.167 | [7 empty] | 192.168.2.167 | [6 empty] | 192.168.3.167 | [6 empty] | 192.168.4.167 | [6 empty] | 192.168.5.167
192.168.1.168 | [7 empty] | 192.168.2.168 | [6 empty] | 192.168.3.168 | [6 empty] | 192.168.4.168 | [6 empty] | 192.168.5.168
192.168.1.169 | [7 empty] | 192.168.2.169 | [6 empty] | 192.168.3.169 | [6 empty] | 192.168.4.169 | [6 empty] | 192.168.5.169
192.168.1.170 | [7 empty] | 192.168.2.170 | [6 empty] | 192.168.3.170 | [6 empty] | 192.168.4.170 | [6 empty] | 192.168.5.170
192.168.1.171 | [7 empty] | 192.168.2.171 | [6 empty] | 192.168.3.171 | [6 empty] | 192.168.4.171 | [6 empty] | 192.168.5.171
192.168.1.172 | [7 empty] | 192.168.2.172 | [6 empty] | 192.168.3.172 | [6 empty] | 192.168.4.172 | [6 empty] | 192.168.5.172
192.168.1.173 | [7 empty] | 192.168.2.173 | [6 empty] | 192.168.3.173 | [6 empty] | 192.168.4.173 | [6 empty] | 192.168.5.173
192.168.1.174 | [7 empty] | 192.168.2.174 | [6 empty] | 192.168.3.174 | [6 empty] | 192.168.4.174 | [6 empty] | 192.168.5.174
192.168.1.175 | [7 empty] | 192.168.2.175 | [6 empty] | 192.168.3.175 | [6 empty] | 192.168.4.175 | [6 empty] | 192.168.5.175
192.168.1.176 | [7 empty] | 192.168.2.176 | [6 empty] | 192.168.3.176 | [6 empty] | 192.168.4.176 | [6 empty] | 192.168.5.176
192.168.1.177 | [7 empty] | 192.168.2.177 | [6 empty] | 192.168.3.177 | [6 empty] | 192.168.4.177 | [6 empty] | 192.168.5.177
192.168.1.178 | [7 empty] | 192.168.2.178 | [6 empty] | 192.168.3.178 | [6 empty] | 192.168.4.178 | [6 empty] | 192.168.5.178
192.168.1.179 | [7 empty] | 192.168.2.179 | [6 empty] | 192.168.3.179 | [6 empty] | 192.168.4.179 | [6 empty] | 192.168.5.179
192.168.1.180 | [7 empty] | 192.168.2.180 | [6 empty] | 192.168.3.180 | [6 empty] | 192.168.4.180 | [6 empty] | 192.168.5.180
192.168.1.181 | [7 empty] | 192.168.2.181 | [6 empty] | 192.168.3.181 | [6 empty] | 192.168.4.181 | [6 empty] | 192.168.5.181
192.168.1.182 | [7 empty] | 192.168.2.182 | [6 empty] | 192.168.3.182 | [6 empty] | 192.168.4.182 | [6 empty] | 192.168.5.182
192.168.1.183 | [7 empty] | 192.168.2.183 | [6 empty] | 192.168.3.183 | [6 empty] | 192.168.4.183 | [6 empty] | 192.168.5.183
192.168.1.184 | [7 empty] | 192.168.2.184 | [6 empty] | 192.168.3.184 | [6 empty] | 192.168.4.184 | [6 empty] | 192.168.5.184
192.168.1.185 | [7 empty] | 192.168.2.185 | [6 empty] | 192.168.3.185 | [6 empty] | 192.168.4.185 | [6 empty] | 192.168.5.185
192.168.1.186 | [7 empty] | 192.168.2.186 | [6 empty] | 192.168.3.186 | [6 empty] | 192.168.4.186 | [6 empty] | 192.168.5.186
192.168.1.187 | [7 empty] | 192.168.2.187 | [6 empty] | 192.168.3.187 | [6 empty] | 192.168.4.187 | [6 empty] | 192.168.5.187
192.168.1.188 | [7 empty] | 192.168.2.188 | [6 empty] | 192.168.3.188 | [6 empty] | 192.168.4.188 | [6 empty] | 192.168.5.188
192.168.1.189 | [7 empty] | 192.168.2.189 | [6 empty] | 192.168.3.189 | [6 empty] | 192.168.4.189 | [6 empty] | 192.168.5.189
192.168.1.190 | [7 empty] | 192.168.2.190 | [6 empty] | 192.168.3.190 | [6 empty] | 192.168.4.190 | [6 empty] | 192.168.5.190
192.168.1.191 | [7 empty] | 192.168.2.191 | [6 empty] | 192.168.3.191 | [6 empty] | 192.168.4.191 | [6 empty] | 192.168.5.191
192.168.1.192 | [7 empty] | 192.168.2.192 | [6 empty] | 192.168.3.192 | [6 empty] | 192.168.4.192 | [6 empty] | 192.168.5.192
192.168.1.193 | [7 empty] | 192.168.2.193 | [6 empty] | 192.168.3.193 | [6 empty] | 192.168.4.193 | [6 empty] | 192.168.5.193
192.168.1.194 | [7 empty] | 192.168.2.194 | [6 empty] | 192.168.3.194 | [6 empty] | 192.168.4.194 | [6 empty] | 192.168.5.194
192.168.1.195 | [7 empty] | 192.168.2.195 | [6 empty] | 192.168.3.195 | [6 empty] | 192.168.4.195 | [6 empty] | 192.168.5.195
192.168.1.196 | [7 empty] | 192.168.2.196 | [6 empty] | 192.168.3.196 | [6 empty] | 192.168.4.196 | [6 empty] | 192.168.5.196
192.168.1.197 | [7 empty] | 192.168.2.197 | [6 empty] | 192.168.3.197 | [6 empty] | 192.168.4.197 | [6 empty] | 192.168.5.197
192.168.1.198 | [7 empty] | 192.168.2.198 | [6 empty] | 192.168.3.198 | [6 empty] | 192.168.4.198 | [6 empty] | 192.168.5.198
192.168.1.199 | [7 empty] | 192.168.2.199 | [6 empty] | 192.168.3.199 | [6 empty] | 192.168.4.199 | [6 empty] | 192.168.5.199
192.168.1.200 | [7 empty] | 192.168.2.200 | [6 empty] | 192.168.3.200 | [6 empty] | 192.168.4.200 | [6 empty] | 192.168.5.200
192.168.1.201 | [7 empty] | 192.168.2.201 | [6 empty] | 192.168.3.201 | [6 empty] | 192.168.4.201 | [6 empty] | 192.168.5.201
192.168.1.202 | [7 empty] | 192.168.2.202 | [6 empty] | 192.168.3.202 | [6 empty] | 192.168.4.202 | [6 empty] | 192.168.5.202
192.168.1.203 | [7 empty] | 192.168.2.203 | [6 empty] | 192.168.3.203 | [6 empty] | 192.168.4.203 | [6 empty] | 192.168.5.203
192.168.1.204 | [7 empty] | 192.168.2.204 | [6 empty] | 192.168.3.204 | [6 empty] | 192.168.4.204 | [6 empty] | 192.168.5.204
192.168.1.205 | [7 empty] | 192.168.2.205 | [6 empty] | 192.168.3.205 | [6 empty] | 192.168.4.205 | [6 empty] | 192.168.5.205
192.168.1.206 | [7 empty] | 192.168.2.206 | [6 empty] | 192.168.3.206 | [6 empty] | 192.168.4.206 | [6 empty] | 192.168.5.206
192.168.1.207 | [7 empty] | 192.168.2.207 | [6 empty] | 192.168.3.207 | [6 empty] | 192.168.4.207 | [6 empty] | 192.168.5.207
192.168.1.208 | [7 empty] | 192.168.2.208 | [6 empty] | 192.168.3.208 | [6 empty] | 192.168.4.208 | [6 empty] | 192.168.5.208
192.168.1.209 | [7 empty] | 192.168.2.209 | [6 empty] | 192.168.3.209 | [6 empty] | 192.168.4.209 | [6 empty] | 192.168.5.209
192.168.1.210 | [7 empty] | 192.168.2.210 | [6 empty] | 192.168.3.210 | [6 empty] | 192.168.4.210 | [6 empty] | 192.168.5.210
192.168.1.211 | [7 empty] | 192.168.2.211 | [6 empty] | 192.168.3.211 | [6 empty] | 192.168.4.211 | [6 empty] | 192.168.5.211
192.168.1.212 | [7 empty] | 192.168.2.212 | [6 empty] | 192.168.3.212 | [6 empty] | 192.168.4.212 | [6 empty] | 192.168.5.212
192.168.1.213 | [7 empty] | 192.168.2.213 | [6 empty] | 192.168.3.213 | [6 empty] | 192.168.4.213 | [6 empty] | 192.168.5.213
192.168.1.214 | [7 empty] | 192.168.2.214 | [6 empty] | 192.168.3.214 | [6 empty] | 192.168.4.214 | [6 empty] | 192.168.5.214
192.168.1.215 | [7 empty] | 192.168.2.215 | [6 empty] | 192.168.3.215 | [6 empty] | 192.168.4.215 | [6 empty] | 192.168.5.215
192.168.1.216 | [7 empty] | 192.168.2.216 | [6 empty] | 192.168.3.216 | [6 empty] | 192.168.4.216 | [6 empty] | 192.168.5.216
192.168.1.217 | [7 empty] | 192.168.2.217 | [6 empty] | 192.168.3.217 | [6 empty] | 192.168.4.217 | [6 empty] | 192.168.5.217
192.168.1.218 | [7 empty] | 192.168.2.218 | [6 empty] | 192.168.3.218 | [6 empty] | 192.168.4.218 | [6 empty] | 192.168.5.218
192.168.1.219 | [7 empty] | 192.168.2.219 | [6 empty] | 192.168.3.219 | [6 empty] | 192.168.4.219 | [6 empty] | 192.168.5.219
192.168.1.220 | [7 empty] | 192.168.2.220 | [6 empty] | 192.168.3.220 | [6 empty] | 192.168.4.220 | [6 empty] | 192.168.5.220
192.168.1.221 | [7 empty] | 192.168.2.221 | [6 empty] | 192.168.3.221 | [6 empty] | 192.168.4.221 | [6 empty] | 192.168.5.221
192.168.1.222 | [7 empty] | 192.168.2.222 | [6 empty] | 192.168.3.222 | [6 empty] | 192.168.4.222 | [6 empty] | 192.168.5.222
192.168.1.223 | [7 empty] | 192.168.2.223 | [6 empty] | 192.168.3.223 | [6 empty] | 192.168.4.223 | [6 empty] | 192.168.5.223
192.168.1.224 | [7 empty] | 192.168.2.224 | [6 empty] | 192.168.3.224 | [6 empty] | 192.168.4.224 | [6 empty] | 192.168.5.224
192.168.1.225 | [7 empty] | 192.168.2.225 | [6 empty] | 192.168.3.225 | [6 empty] | 192.168.4.225 | [6 empty] | 192.168.5.225
192.168.1.226 | [7 empty] | 192.168.2.226 | [6 empty] | 192.168.3.226 | [6 empty] | 192.168.4.226 | [6 empty] | 192.168.5.226
192.168.1.227 | [7 empty] | 192.168.2.227 | [6 empty] | 192.168.3.227 | [6 empty] | 192.168.4.227 | [6 empty] | 192.168.5.227
192.168.1.228 | [7 empty] | 192.168.2.228 | [6 empty] | 192.168.3.228 | [6 empty] | 192.168.4.228 | [6 empty] | 192.168.5.228
192.168.1.229 | [7 empty] | 192.168.2.229 | [6 empty] | 192.168.3.229 | [6 empty] | 192.168.4.229 | [6 empty] | 192.168.5.229
192.168.1.230 | [7 empty] | 192.168.2.230 | [6 empty] | 192.168.3.230 | [6 empty] | 192.168.4.230 | [6 empty] | 192.168.5.230
192.168.1.231 | [7 empty] | 192.168.2.231 | [6 empty] | 192.168.3.231 | [6 empty] | 192.168.4.231 | [6 empty] | 192.168.5.231
192.168.1.232 | [7 empty] | 192.168.2.232 | [6 empty] | 192.168.3.232 | [6 empty] | 192.168.4.232 | [6 empty] | 192.168.5.232
192.168.1.233 | [7 empty] | 192.168.2.233 | [6 empty] | 192.168.3.233 | [6 empty] | 192.168.4.233 | [6 empty] | 192.168.5.233
192.168.1.234 | [7 empty] | 192.168.2.234 | [6 empty] | 192.168.3.234 | [6 empty] | 192.168.4.234 | [6 empty] | 192.168.5.234
192.168.1.235 | [7 empty] | 192.168.2.235 | [6 empty] | 192.168.3.235 | [6 empty] | 192.168.4.235 | [6 empty] | 192.168.5.235
192.168.1.236 | [7 empty] | 192.168.2.236 | [6 empty] | 192.168.3.236 | [6 empty] | 192.168.4.236 | [6 empty] | 192.168.5.236
192.168.1.237 | [7 empty] | 192.168.2.237 | [6 empty] | 192.168.3.237 | [6 empty] | 192.168.4.237 | [6 empty] | 192.168.5.237
192.168.1.238 | [7 empty] | 192.168.2.238 | [6 empty] | 192.168.3.238 | [6 empty] | 192.168.4.238 | [6 empty] | 192.168.5.238
192.168.1.239 | [7 empty] | 192.168.2.239 | [6 empty] | 192.168.3.239 | [6 empty] | 192.168.4.239 | [6 empty] | 192.168.5.239
192.168.1.240 | [7 empty] | 192.168.2.240 | [6 empty] | 192.168.3.240 | [6 empty] | 192.168.4.240 | [6 empty] | 192.168.5.240
192.168.1.241 | [7 empty] | 192.168.2.241 | [6 empty] | 192.168.3.241 | [6 empty] | 192.168.4.241 | [6 empty] | 192.168.5.241
192.168.1.242 | [7 empty] | 192.168.2.242 | [6 empty] | 192.168.3.242 | [6 empty] | 192.168.4.242 | [6 empty] | 192.168.5.242
192.168.1.243 | [7 empty] | 192.168.2.243 | [6 empty] | 192.168.3.243 | [6 empty] | 192.168.4.243 | [6 empty] | 192.168.5.243
192.168.1.244 | [7 empty] | 192.168.2.244 | [6 empty] | 192.168.3.244 | [6 empty] | 192.168.4.244 | [6 empty] | 192.168.5.244
192.168.1.245 | [7 empty] | 192.168.2.245 | [6 empty] | 192.168.3.245 | [6 empty] | 192.168.4.245 | [6 empty] | 192.168.5.245
192.168.1.246 | [7 empty] | 192.168.2.246 | [6 empty] | 192.168.3.246 | [6 empty] | 192.168.4.246 | [6 empty] | 192.168.5.246
192.168.1.247 | [7 empty] | 192.168.2.247 | [6 empty] | 192.168.3.247 | [6 empty] | 192.168.4.247 | [6 empty] | 192.168.5.247
192.168.1.248 | [7 empty] | 192.168.2.248 | [6 empty] | 192.168.3.248 | [6 empty] | 192.168.4.248 | [6 empty] | 192.168.5.248
192.168.1.249 | [7 empty] | 192.168.2.249 | [6 empty] | 192.168.3.249 | [6 empty] | 192.168.4.249 | [6 empty] | 192.168.5.249
192.168.1.250 | [7 empty] | 192.168.2.250 | [6 empty] | 192.168.3.250 | [6 empty] | 192.168.4.250 | [6 empty] | 192.168.5.250
192.168.1.251 | [7 empty] | 192.168.2.251 | [6 empty] | 192.168.3.251 | [6 empty] | 192.168.4.251 | [6 empty] | 192.168.5.251
192.168.1.252 | [7 empty] | 192.168.2.252 | [6 empty] | 192.168.3.252 | [6 empty] | 192.168.4.252 | [6 empty] | 192.168.5.252
192.168.1.253 | [7 empty] | 192.168.2.253 | [6 empty] | 192.168.3.253 | [6 empty] | 192.168.4.253 | [6 empty] | 192.168.5.253
192.168.1.254 | [7 empty] | 192.168.2.254 | [6 empty] | 192.168.3.254 | [6 empty] | 192.168.4.254 | [6 empty] | 192.168.5.254
192.168.1.255 | [7 empty] | 192.168.2.255 | [6 empty] | 192.168.3.255 | [6 empty] | 192.168.4.255 | [6 empty] | 192.168.5.255
IP address allocation rules
For PLC IP address 192.168.100.1
⇓
IP address below PLC 192.168.1.※※

## Local(RS)
IP address ledger - for lower level (PLC and below)≫Class C
Upper address registration line name : |  |  |  | Upper IP address : 192.168.100.1 ~ 99
Usable IP address range : 192.168.1.1 to 192.168.99.255
192.168.1.※※ | [7 empty] | 192.168.2.※※ | [6 empty] | 192.168.3.※※ | [6 empty] | 192.168.4.※※ | [6 empty] | 192.168.5.※※
IP Address | PC Port (Other node port no.) | Machine | Equipment | Manufacturing | PLC Type | Machine no. | Remarks | IP Address | PC Port (Other node port no.) | Machine | Manufacturing | PLC Type | Machine no. | Remarks | IP Address | PC Port (Other node port no.) | Machine | Manufacturing | PLC Type | Machine no. | Remarks | IP Address | PC Port (Other node port no.) | Machine | Manufacturing | PLC Type | Machine no. | Remarks | IP Address | PC Port (Other node port no.) | Machine | Manufacturing | PLC Type | Machine no. | Remarks
192.168.1.0 | [7 empty] | 192.168.2.0 | [6 empty] | 192.168.3.0 | [6 empty] | 192.168.4.0 | [6 empty] | 192.168.5.0
192.168.1.1 |  |  | PLC |  |  |  |  | 192.168.2.1 | [6 empty] | 192.168.3.1 | [6 empty] | 192.168.4.1 | [6 empty] | 192.168.5.1
192.168.1.2 |  |  | Touch Panel 1 |  |  |  |  | 192.168.2.2 | [6 empty] | 192.168.3.2 | [6 empty] | 192.168.4.2 | [6 empty] | 192.168.5.2
192.168.1.3 |  |  | Touch Panel 2 (Spare) |  |  |  |  | 192.168.2.3 | [6 empty] | 192.168.3.3 | [6 empty] | 192.168.4.3 | [6 empty] | 192.168.5.3
192.168.1.4 |  |  | Touch Panel 3 (Spare) |  |  |  |  | 192.168.2.4 | [6 empty] | 192.168.3.4 | [6 empty] | 192.168.4.4 | [6 empty] | 192.168.5.4
192.168.1.5 |  |  | Touch Panel 4 (Spare) |  |  |  |  | 192.168.2.5 | [6 empty] | 192.168.3.5 | [6 empty] | 192.168.4.5 | [6 empty] | 192.168.5.5
192.168.1.6 |  |  | Touch Panel 5 (Spare) |  |  |  |  | 192.168.2.6 | [6 empty] | 192.168.3.6 | [6 empty] | 192.168.4.6 | [6 empty] | 192.168.5.6
192.168.1.7 |  |  | Solinoid Value 1 |  |  |  |  | 192.168.2.7 | [6 empty] | 192.168.3.7 | [6 empty] | 192.168.4.7 | [6 empty] | 192.168.5.7
192.168.1.8 |  |  | Solinoid Value 2 (Spare) |  |  |  |  | 192.168.2.8 | [6 empty] | 192.168.3.8 | [6 empty] | 192.168.4.8 | [6 empty] | 192.168.5.8
192.168.1.9 |  |  | Solinoid Value 3 (Spare) |  |  |  |  | 192.168.2.9 | [6 empty] | 192.168.3.9 | [6 empty] | 192.168.4.9 | [6 empty] | 192.168.5.9
192.168.1.10 |  |  | Solinoid Value 4 (Spare) |  |  |  |  | 192.168.2.10 | [6 empty] | 192.168.3.10 | [6 empty] | 192.168.4.10 | [6 empty] | 192.168.5.10
192.168.1.11 |  |  | Solinoid Value 5 (Spare) |  |  |  |  | 192.168.2.11 | [6 empty] | 192.168.3.11 | [6 empty] | 192.168.4.11 | [6 empty] | 192.168.5.11
192.168.1.12 |  |  | DMC Laser Marking 1 |  |  |  |  | 192.168.2.12 | [6 empty] | 192.168.3.12 | [6 empty] | 192.168.4.12 | [6 empty] | 192.168.5.12
192.168.1.13 |  |  | DMC Laser Marking 2 (Spare) |  |  |  |  | 192.168.2.13 | [6 empty] | 192.168.3.13 | [6 empty] | 192.168.4.13 | [6 empty] | 192.168.5.13
192.168.1.14 |  |  | Vision Sensor 1 |  |  |  |  | 192.168.2.14 | [6 empty] | 192.168.3.14 | [6 empty] | 192.168.4.14 | [6 empty] | 192.168.5.14
192.168.1.15 |  |  | Vision Sensor 2 (Spare) |  |  |  |  | 192.168.2.15 | [6 empty] | 192.168.3.15 | [6 empty] | 192.168.4.15 | [6 empty] | 192.168.5.15
192.168.1.16 |  |  | Vision Sensor 3 (Spare) |  |  |  |  | 192.168.2.16 | [6 empty] | 192.168.3.16 | [6 empty] | 192.168.4.16 | [6 empty] | 192.168.5.16
192.168.1.17 |  |  | Vision Sensor 4 (Spare) |  |  |  |  | 192.168.2.17 | [6 empty] | 192.168.3.17 | [6 empty] | 192.168.4.17 | [6 empty] | 192.168.5.17
192.168.1.18 |  |  | Vision Sensor 5 (Spare) |  |  |  |  | 192.168.2.18 | [6 empty] | 192.168.3.18 | [6 empty] | 192.168.4.18 | [6 empty] | 192.168.5.18
192.168.1.19 |  |  | IAI 1 |  |  |  |  | 192.168.2.19 | [6 empty] | 192.168.3.19 | [6 empty] | 192.168.4.19 | [6 empty] | 192.168.5.19
192.168.1.20 |  |  | IAI 2 (Spare) |  |  |  |  | 192.168.2.20 | [6 empty] | 192.168.3.20 | [6 empty] | 192.168.4.20 | [6 empty] | 192.168.5.20
192.168.1.21 |  |  | IAI 3 (Spare) |  |  |  |  | 192.168.2.21 | [6 empty] | 192.168.3.21 | [6 empty] | 192.168.4.21 | [6 empty] | 192.168.5.21
192.168.1.22 |  |  | IAI 4 (Spare) |  |  |  |  | 192.168.2.22 | [6 empty] | 192.168.3.22 | [6 empty] | 192.168.4.22 | [6 empty] | 192.168.5.22
192.168.1.23 |  |  | IAI 5 (Spare) |  |  |  |  | 192.168.2.23 | [6 empty] | 192.168.3.23 | [6 empty] | 192.168.4.23 | [6 empty] | 192.168.5.23
192.168.1.24 |  |  | ESTIC 1 |  |  |  |  | 192.168.2.24 | [6 empty] | 192.168.3.24 | [6 empty] | 192.168.4.24 | [6 empty] | 192.168.5.24
192.168.1.25 |  |  | ESTIC 2 (Spare) |  |  |  |  | 192.168.2.25 | [6 empty] | 192.168.3.25 | [6 empty] | 192.168.4.25 | [6 empty] | 192.168.5.25
192.168.1.26 |  |  | ESTIC 3 (Spare) |  |  |  |  | 192.168.2.26 | [6 empty] | 192.168.3.26 | [6 empty] | 192.168.4.26 | [6 empty] | 192.168.5.26
192.168.1.27 |  |  | ESTIC 4 (Spare) |  |  |  |  | 192.168.2.27 | [6 empty] | 192.168.3.27 | [6 empty] | 192.168.4.27 | [6 empty] | 192.168.5.27
192.168.1.28 |  |  | ESTIC 5 (Spare) |  |  |  |  | 192.168.2.28 | [6 empty] | 192.168.3.28 | [6 empty] | 192.168.4.28 | [6 empty] | 192.168.5.28
192.168.1.29 |  |  | Linear Gauge 1 |  |  |  |  | 192.168.2.29 | [6 empty] | 192.168.3.29 | [6 empty] | 192.168.4.29 | [6 empty] | 192.168.5.29
192.168.1.30 |  |  | Linear Gauge 2 (Spare) |  |  |  |  | 192.168.2.30 | [6 empty] | 192.168.3.30 | [6 empty] | 192.168.4.30 | [6 empty] | 192.168.5.30
192.168.1.31 |  |  | Linear Gauge 3 (Spare) |  |  |  |  | 192.168.2.31 | [6 empty] | 192.168.3.31 | [6 empty] | 192.168.4.31 | [6 empty] | 192.168.5.31
192.168.1.32 |  |  | Linear Gauge 4 (Spare) |  |  |  |  | 192.168.2.32 | [6 empty] | 192.168.3.32 | [6 empty] | 192.168.4.32 | [6 empty] | 192.168.5.32
192.168.1.33 |  |  | Linear Gauge 5 (Spare) |  |  |  |  | 192.168.2.33 | [6 empty] | 192.168.3.33 | [6 empty] | 192.168.4.33 | [6 empty] | 192.168.5.33
192.168.1.34 | [7 empty] | 192.168.2.34 | [6 empty] | 192.168.3.34 | [6 empty] | 192.168.4.34 | [6 empty] | 192.168.5.34
192.168.1.35 | [7 empty] | 192.168.2.35 | [6 empty] | 192.168.3.35 | [6 empty] | 192.168.4.35 | [6 empty] | 192.168.5.35
192.168.1.36 | [7 empty] | 192.168.2.36 | [6 empty] | 192.168.3.36 | [6 empty] | 192.168.4.36 | [6 empty] | 192.168.5.36
192.168.1.37 | [7 empty] | 192.168.2.37 | [6 empty] | 192.168.3.37 | [6 empty] | 192.168.4.37 | [6 empty] | 192.168.5.37
192.168.1.38 | [7 empty] | 192.168.2.38 | [6 empty] | 192.168.3.38 | [6 empty] | 192.168.4.38 | [6 empty] | 192.168.5.38
192.168.1.39 | [7 empty] | 192.168.2.39 | [6 empty] | 192.168.3.39 | [6 empty] | 192.168.4.39 | [6 empty] | 192.168.5.39
192.168.1.40 | [7 empty] | 192.168.2.40 | [6 empty] | 192.168.3.40 | [6 empty] | 192.168.4.40 | [6 empty] | 192.168.5.40
192.168.1.41 | [7 empty] | 192.168.2.41 | [6 empty] | 192.168.3.41 | [6 empty] | 192.168.4.41 | [6 empty] | 192.168.5.41
192.168.1.42 | [7 empty] | 192.168.2.42 | [6 empty] | 192.168.3.42 | [6 empty] | 192.168.4.42 | [6 empty] | 192.168.5.42
192.168.1.43 | [7 empty] | 192.168.2.43 | [6 empty] | 192.168.3.43 | [6 empty] | 192.168.4.43 | [6 empty] | 192.168.5.43
192.168.1.44 | [7 empty] | 192.168.2.44 | [6 empty] | 192.168.3.44 | [6 empty] | 192.168.4.44 | [6 empty] | 192.168.5.44
192.168.1.45 | [7 empty] | 192.168.2.45 | [6 empty] | 192.168.3.45 | [6 empty] | 192.168.4.45 | [6 empty] | 192.168.5.45
192.168.1.46 | [7 empty] | 192.168.2.46 | [6 empty] | 192.168.3.46 | [6 empty] | 192.168.4.46 | [6 empty] | 192.168.5.46
192.168.1.47 | [7 empty] | 192.168.2.47 | [6 empty] | 192.168.3.47 | [6 empty] | 192.168.4.47 | [6 empty] | 192.168.5.47
192.168.1.48 | [7 empty] | 192.168.2.48 | [6 empty] | 192.168.3.48 | [6 empty] | 192.168.4.48 | [6 empty] | 192.168.5.48
192.168.1.49 | [7 empty] | 192.168.2.49 | [6 empty] | 192.168.3.49 | [6 empty] | 192.168.4.49 | [6 empty] | 192.168.5.49
192.168.1.50 | [7 empty] | 192.168.2.50 | [6 empty] | 192.168.3.50 | [6 empty] | 192.168.4.50 | [6 empty] | 192.168.5.50
192.168.1.51 | [7 empty] | 192.168.2.51 | [6 empty] | 192.168.3.51 | [6 empty] | 192.168.4.51 | [6 empty] | 192.168.5.51
192.168.1.52 | [7 empty] | 192.168.2.52 | [6 empty] | 192.168.3.52 | [6 empty] | 192.168.4.52 | [6 empty] | 192.168.5.52
192.168.1.53 | [7 empty] | 192.168.2.53 | [6 empty] | 192.168.3.53 | [6 empty] | 192.168.4.53 | [6 empty] | 192.168.5.53
192.168.1.54 | [7 empty] | 192.168.2.54 | [6 empty] | 192.168.3.54 | [6 empty] | 192.168.4.54 | [6 empty] | 192.168.5.54
192.168.1.55 | [7 empty] | 192.168.2.55 | [6 empty] | 192.168.3.55 | [6 empty] | 192.168.4.55 | [6 empty] | 192.168.5.55
192.168.1.56 | [7 empty] | 192.168.2.56 | [6 empty] | 192.168.3.56 | [6 empty] | 192.168.4.56 | [6 empty] | 192.168.5.56
192.168.1.57 | [7 empty] | 192.168.2.57 | [6 empty] | 192.168.3.57 | [6 empty] | 192.168.4.57 | [6 empty] | 192.168.5.57
192.168.1.58 | [7 empty] | 192.168.2.58 | [6 empty] | 192.168.3.58 | [6 empty] | 192.168.4.58 | [6 empty] | 192.168.5.58
192.168.1.59 | [7 empty] | 192.168.2.59 | [6 empty] | 192.168.3.59 | [6 empty] | 192.168.4.59 | [6 empty] | 192.168.5.59
192.168.1.60 | [7 empty] | 192.168.2.60 | [6 empty] | 192.168.3.60 | [6 empty] | 192.168.4.60 | [6 empty] | 192.168.5.60
192.168.1.61 | [7 empty] | 192.168.2.61 | [6 empty] | 192.168.3.61 | [6 empty] | 192.168.4.61 | [6 empty] | 192.168.5.61
192.168.1.62 | [7 empty] | 192.168.2.62 | [6 empty] | 192.168.3.62 | [6 empty] | 192.168.4.62 | [6 empty] | 192.168.5.62
192.168.1.63 | [7 empty] | 192.168.2.63 | [6 empty] | 192.168.3.63 | [6 empty] | 192.168.4.63 | [6 empty] | 192.168.5.63
192.168.1.64 | [7 empty] | 192.168.2.64 | [6 empty] | 192.168.3.64 | [6 empty] | 192.168.4.64 | [6 empty] | 192.168.5.64
192.168.1.65 | [7 empty] | 192.168.2.65 | [6 empty] | 192.168.3.65 | [6 empty] | 192.168.4.65 | [6 empty] | 192.168.5.65
192.168.1.66 | [7 empty] | 192.168.2.66 | [6 empty] | 192.168.3.66 | [6 empty] | 192.168.4.66 | [6 empty] | 192.168.5.66
192.168.1.67 | [7 empty] | 192.168.2.67 | [6 empty] | 192.168.3.67 | [6 empty] | 192.168.4.67 | [6 empty] | 192.168.5.67
192.168.1.68 | [7 empty] | 192.168.2.68 | [6 empty] | 192.168.3.68 | [6 empty] | 192.168.4.68 | [6 empty] | 192.168.5.68
192.168.1.69 | [7 empty] | 192.168.2.69 | [6 empty] | 192.168.3.69 | [6 empty] | 192.168.4.69 | [6 empty] | 192.168.5.69
192.168.1.70 | [7 empty] | 192.168.2.70 | [6 empty] | 192.168.3.70 | [6 empty] | 192.168.4.70 | [6 empty] | 192.168.5.70
192.168.1.71 | [7 empty] | 192.168.2.71 | [6 empty] | 192.168.3.71 | [6 empty] | 192.168.4.71 | [6 empty] | 192.168.5.71
192.168.1.72 | [7 empty] | 192.168.2.72 | [6 empty] | 192.168.3.72 | [6 empty] | 192.168.4.72 | [6 empty] | 192.168.5.72
192.168.1.73 | [7 empty] | 192.168.2.73 | [6 empty] | 192.168.3.73 | [6 empty] | 192.168.4.73 | [6 empty] | 192.168.5.73
192.168.1.74 | [7 empty] | 192.168.2.74 | [6 empty] | 192.168.3.74 | [6 empty] | 192.168.4.74 | [6 empty] | 192.168.5.74
192.168.1.75 | [7 empty] | 192.168.2.75 | [6 empty] | 192.168.3.75 | [6 empty] | 192.168.4.75 | [6 empty] | 192.168.5.75
192.168.1.76 | [7 empty] | 192.168.2.76 | [6 empty] | 192.168.3.76 | [6 empty] | 192.168.4.76 | [6 empty] | 192.168.5.76
192.168.1.77 | [7 empty] | 192.168.2.77 | [6 empty] | 192.168.3.77 | [6 empty] | 192.168.4.77 | [6 empty] | 192.168.5.77
192.168.1.78 | [7 empty] | 192.168.2.78 | [6 empty] | 192.168.3.78 | [6 empty] | 192.168.4.78 | [6 empty] | 192.168.5.78
192.168.1.79 | [7 empty] | 192.168.2.79 | [6 empty] | 192.168.3.79 | [6 empty] | 192.168.4.79 | [6 empty] | 192.168.5.79
192.168.1.80 | [7 empty] | 192.168.2.80 | [6 empty] | 192.168.3.80 | [6 empty] | 192.168.4.80 | [6 empty] | 192.168.5.80
192.168.1.81 | [7 empty] | 192.168.2.81 | [6 empty] | 192.168.3.81 | [6 empty] | 192.168.4.81 | [6 empty] | 192.168.5.81
192.168.1.82 | [7 empty] | 192.168.2.82 | [6 empty] | 192.168.3.82 | [6 empty] | 192.168.4.82 | [6 empty] | 192.168.5.82
192.168.1.83 | [7 empty] | 192.168.2.83 | [6 empty] | 192.168.3.83 | [6 empty] | 192.168.4.83 | [6 empty] | 192.168.5.83
192.168.1.84 | [7 empty] | 192.168.2.84 | [6 empty] | 192.168.3.84 | [6 empty] | 192.168.4.84 | [6 empty] | 192.168.5.84
192.168.1.85 | [7 empty] | 192.168.2.85 | [6 empty] | 192.168.3.85 | [6 empty] | 192.168.4.85 | [6 empty] | 192.168.5.85
192.168.1.86 | [7 empty] | 192.168.2.86 | [6 empty] | 192.168.3.86 | [6 empty] | 192.168.4.86 | [6 empty] | 192.168.5.86
192.168.1.87 | [7 empty] | 192.168.2.87 | [6 empty] | 192.168.3.87 | [6 empty] | 192.168.4.87 | [6 empty] | 192.168.5.87
192.168.1.88 | [7 empty] | 192.168.2.88 | [6 empty] | 192.168.3.88 | [6 empty] | 192.168.4.88 | [6 empty] | 192.168.5.88
192.168.1.89 | [7 empty] | 192.168.2.89 | [6 empty] | 192.168.3.89 | [6 empty] | 192.168.4.89 | [6 empty] | 192.168.5.89
192.168.1.90 | [7 empty] | 192.168.2.90 | [6 empty] | 192.168.3.90 | [6 empty] | 192.168.4.90 | [6 empty] | 192.168.5.90
192.168.1.91 | [7 empty] | 192.168.2.91 | [6 empty] | 192.168.3.91 | [6 empty] | 192.168.4.91 | [6 empty] | 192.168.5.91
192.168.1.92 | [7 empty] | 192.168.2.92 | [6 empty] | 192.168.3.92 | [6 empty] | 192.168.4.92 | [6 empty] | 192.168.5.92
192.168.1.93 | [7 empty] | 192.168.2.93 | [6 empty] | 192.168.3.93 | [6 empty] | 192.168.4.93 | [6 empty] | 192.168.5.93
192.168.1.94 | [7 empty] | 192.168.2.94 | [6 empty] | 192.168.3.94 | [6 empty] | 192.168.4.94 | [6 empty] | 192.168.5.94
192.168.1.95 | [7 empty] | 192.168.2.95 | [6 empty] | 192.168.3.95 | [6 empty] | 192.168.4.95 | [6 empty] | 192.168.5.95
192.168.1.96 | [7 empty] | 192.168.2.96 | [6 empty] | 192.168.3.96 | [6 empty] | 192.168.4.96 | [6 empty] | 192.168.5.96
192.168.1.97 | [7 empty] | 192.168.2.97 | [6 empty] | 192.168.3.97 | [6 empty] | 192.168.4.97 | [6 empty] | 192.168.5.97
192.168.1.98 | [7 empty] | 192.168.2.98 | [6 empty] | 192.168.3.98 | [6 empty] | 192.168.4.98 | [6 empty] | 192.168.5.98
192.168.1.99 | [7 empty] | 192.168.2.99 | [6 empty] | 192.168.3.99 | [6 empty] | 192.168.4.99 | [6 empty] | 192.168.5.99
192.168.1.100 | [7 empty] | 192.168.2.100 | [6 empty] | 192.168.3.100 | [6 empty] | 192.168.4.100 | [6 empty] | 192.168.5.100
192.168.1.101 | [7 empty] | 192.168.2.101 | [6 empty] | 192.168.3.101 | [6 empty] | 192.168.4.101 | [6 empty] | 192.168.5.101
192.168.1.102 | [7 empty] | 192.168.2.102 | [6 empty] | 192.168.3.102 | [6 empty] | 192.168.4.102 | [6 empty] | 192.168.5.102
192.168.1.103 | [7 empty] | 192.168.2.103 | [6 empty] | 192.168.3.103 | [6 empty] | 192.168.4.103 | [6 empty] | 192.168.5.103
192.168.1.104 | [7 empty] | 192.168.2.104 | [6 empty] | 192.168.3.104 | [6 empty] | 192.168.4.104 | [6 empty] | 192.168.5.104
192.168.1.105 | [7 empty] | 192.168.2.105 | [6 empty] | 192.168.3.105 | [6 empty] | 192.168.4.105 | [6 empty] | 192.168.5.105
192.168.1.106 | [7 empty] | 192.168.2.106 | [6 empty] | 192.168.3.106 | [6 empty] | 192.168.4.106 | [6 empty] | 192.168.5.106
192.168.1.107 | [7 empty] | 192.168.2.107 | [6 empty] | 192.168.3.107 | [6 empty] | 192.168.4.107 | [6 empty] | 192.168.5.107
192.168.1.108 | [7 empty] | 192.168.2.108 | [6 empty] | 192.168.3.108 | [6 empty] | 192.168.4.108 | [6 empty] | 192.168.5.108
192.168.1.109 | [7 empty] | 192.168.2.109 | [6 empty] | 192.168.3.109 | [6 empty] | 192.168.4.109 | [6 empty] | 192.168.5.109
192.168.1.110 | [7 empty] | 192.168.2.110 | [6 empty] | 192.168.3.110 | [6 empty] | 192.168.4.110 | [6 empty] | 192.168.5.110
192.168.1.111 | [7 empty] | 192.168.2.111 | [6 empty] | 192.168.3.111 | [6 empty] | 192.168.4.111 | [6 empty] | 192.168.5.111
192.168.1.112 | [7 empty] | 192.168.2.112 | [6 empty] | 192.168.3.112 | [6 empty] | 192.168.4.112 | [6 empty] | 192.168.5.112
192.168.1.113 | [7 empty] | 192.168.2.113 | [6 empty] | 192.168.3.113 | [6 empty] | 192.168.4.113 | [6 empty] | 192.168.5.113
192.168.1.114 | [7 empty] | 192.168.2.114 | [6 empty] | 192.168.3.114 | [6 empty] | 192.168.4.114 | [6 empty] | 192.168.5.114
192.168.1.115 | [7 empty] | 192.168.2.115 | [6 empty] | 192.168.3.115 | [6 empty] | 192.168.4.115 | [6 empty] | 192.168.5.115
192.168.1.116 | [7 empty] | 192.168.2.116 | [6 empty] | 192.168.3.116 | [6 empty] | 192.168.4.116 | [6 empty] | 192.168.5.116
192.168.1.117 | [7 empty] | 192.168.2.117 | [6 empty] | 192.168.3.117 | [6 empty] | 192.168.4.117 | [6 empty] | 192.168.5.117
192.168.1.118 | [7 empty] | 192.168.2.118 | [6 empty] | 192.168.3.118 | [6 empty] | 192.168.4.118 | [6 empty] | 192.168.5.118
192.168.1.119 | [7 empty] | 192.168.2.119 | [6 empty] | 192.168.3.119 | [6 empty] | 192.168.4.119 | [6 empty] | 192.168.5.119
192.168.1.120 | [7 empty] | 192.168.2.120 | [6 empty] | 192.168.3.120 | [6 empty] | 192.168.4.120 | [6 empty] | 192.168.5.120
192.168.1.121 | [7 empty] | 192.168.2.121 | [6 empty] | 192.168.3.121 | [6 empty] | 192.168.4.121 | [6 empty] | 192.168.5.121
192.168.1.122 | [7 empty] | 192.168.2.122 | [6 empty] | 192.168.3.122 | [6 empty] | 192.168.4.122 | [6 empty] | 192.168.5.122
192.168.1.123 | [7 empty] | 192.168.2.123 | [6 empty] | 192.168.3.123 | [6 empty] | 192.168.4.123 | [6 empty] | 192.168.5.123
192.168.1.124 | [7 empty] | 192.168.2.124 | [6 empty] | 192.168.3.124 | [6 empty] | 192.168.4.124 | [6 empty] | 192.168.5.124
192.168.1.125 | [7 empty] | 192.168.2.125 | [6 empty] | 192.168.3.125 | [6 empty] | 192.168.4.125 | [6 empty] | 192.168.5.125
192.168.1.126 | [7 empty] | 192.168.2.126 | [6 empty] | 192.168.3.126 | [6 empty] | 192.168.4.126 | [6 empty] | 192.168.5.126
192.168.1.127 | [7 empty] | 192.168.2.127 | [6 empty] | 192.168.3.127 | [6 empty] | 192.168.4.127 | [6 empty] | 192.168.5.127
192.168.1.128 | [7 empty] | 192.168.2.128 | [6 empty] | 192.168.3.128 | [6 empty] | 192.168.4.128 | [6 empty] | 192.168.5.128
192.168.1.129 | [7 empty] | 192.168.2.129 | [6 empty] | 192.168.3.129 | [6 empty] | 192.168.4.129 | [6 empty] | 192.168.5.129
192.168.1.130 | [7 empty] | 192.168.2.130 | [6 empty] | 192.168.3.130 | [6 empty] | 192.168.4.130 | [6 empty] | 192.168.5.130
192.168.1.131 | [7 empty] | 192.168.2.131 | [6 empty] | 192.168.3.131 | [6 empty] | 192.168.4.131 | [6 empty] | 192.168.5.131
192.168.1.132 | [7 empty] | 192.168.2.132 | [6 empty] | 192.168.3.132 | [6 empty] | 192.168.4.132 | [6 empty] | 192.168.5.132
192.168.1.133 | [7 empty] | 192.168.2.133 | [6 empty] | 192.168.3.133 | [6 empty] | 192.168.4.133 | [6 empty] | 192.168.5.133
192.168.1.134 | [7 empty] | 192.168.2.134 | [6 empty] | 192.168.3.134 | [6 empty] | 192.168.4.134 | [6 empty] | 192.168.5.134
192.168.1.135 | [7 empty] | 192.168.2.135 | [6 empty] | 192.168.3.135 | [6 empty] | 192.168.4.135 | [6 empty] | 192.168.5.135
192.168.1.136 | [7 empty] | 192.168.2.136 | [6 empty] | 192.168.3.136 | [6 empty] | 192.168.4.136 | [6 empty] | 192.168.5.136
192.168.1.137 | [7 empty] | 192.168.2.137 | [6 empty] | 192.168.3.137 | [6 empty] | 192.168.4.137 | [6 empty] | 192.168.5.137
192.168.1.138 | [7 empty] | 192.168.2.138 | [6 empty] | 192.168.3.138 | [6 empty] | 192.168.4.138 | [6 empty] | 192.168.5.138
192.168.1.139 | [7 empty] | 192.168.2.139 | [6 empty] | 192.168.3.139 | [6 empty] | 192.168.4.139 | [6 empty] | 192.168.5.139
192.168.1.140 | [7 empty] | 192.168.2.140 | [6 empty] | 192.168.3.140 | [6 empty] | 192.168.4.140 | [6 empty] | 192.168.5.140
192.168.1.141 | [7 empty] | 192.168.2.141 | [6 empty] | 192.168.3.141 | [6 empty] | 192.168.4.141 | [6 empty] | 192.168.5.141
192.168.1.142 | [7 empty] | 192.168.2.142 | [6 empty] | 192.168.3.142 | [6 empty] | 192.168.4.142 | [6 empty] | 192.168.5.142
192.168.1.143 | [7 empty] | 192.168.2.143 | [6 empty] | 192.168.3.143 | [6 empty] | 192.168.4.143 | [6 empty] | 192.168.5.143
192.168.1.144 | [7 empty] | 192.168.2.144 | [6 empty] | 192.168.3.144 | [6 empty] | 192.168.4.144 | [6 empty] | 192.168.5.144
192.168.1.145 | [7 empty] | 192.168.2.145 | [6 empty] | 192.168.3.145 | [6 empty] | 192.168.4.145 | [6 empty] | 192.168.5.145
192.168.1.146 | [7 empty] | 192.168.2.146 | [6 empty] | 192.168.3.146 | [6 empty] | 192.168.4.146 | [6 empty] | 192.168.5.146
192.168.1.147 | [7 empty] | 192.168.2.147 | [6 empty] | 192.168.3.147 | [6 empty] | 192.168.4.147 | [6 empty] | 192.168.5.147
192.168.1.148 | [7 empty] | 192.168.2.148 | [6 empty] | 192.168.3.148 | [6 empty] | 192.168.4.148 | [6 empty] | 192.168.5.148
192.168.1.149 | [7 empty] | 192.168.2.149 | [6 empty] | 192.168.3.149 | [6 empty] | 192.168.4.149 | [6 empty] | 192.168.5.149
192.168.1.150 | [7 empty] | 192.168.2.150 | [6 empty] | 192.168.3.150 | [6 empty] | 192.168.4.150 | [6 empty] | 192.168.5.150
192.168.1.151 | [7 empty] | 192.168.2.151 | [6 empty] | 192.168.3.151 | [6 empty] | 192.168.4.151 | [6 empty] | 192.168.5.151
192.168.1.152 | [7 empty] | 192.168.2.152 | [6 empty] | 192.168.3.152 | [6 empty] | 192.168.4.152 | [6 empty] | 192.168.5.152
192.168.1.153 | [7 empty] | 192.168.2.153 | [6 empty] | 192.168.3.153 | [6 empty] | 192.168.4.153 | [6 empty] | 192.168.5.153
192.168.1.154 | [7 empty] | 192.168.2.154 | [6 empty] | 192.168.3.154 | [6 empty] | 192.168.4.154 | [6 empty] | 192.168.5.154
192.168.1.155 | [7 empty] | 192.168.2.155 | [6 empty] | 192.168.3.155 | [6 empty] | 192.168.4.155 | [6 empty] | 192.168.5.155
192.168.1.156 | [7 empty] | 192.168.2.156 | [6 empty] | 192.168.3.156 | [6 empty] | 192.168.4.156 | [6 empty] | 192.168.5.156
192.168.1.157 | [7 empty] | 192.168.2.157 | [6 empty] | 192.168.3.157 | [6 empty] | 192.168.4.157 | [6 empty] | 192.168.5.157
192.168.1.158 | [7 empty] | 192.168.2.158 | [6 empty] | 192.168.3.158 | [6 empty] | 192.168.4.158 | [6 empty] | 192.168.5.158
192.168.1.159 | [7 empty] | 192.168.2.159 | [6 empty] | 192.168.3.159 | [6 empty] | 192.168.4.159 | [6 empty] | 192.168.5.159
192.168.1.160 | [7 empty] | 192.168.2.160 | [6 empty] | 192.168.3.160 | [6 empty] | 192.168.4.160 | [6 empty] | 192.168.5.160
192.168.1.161 | [7 empty] | 192.168.2.161 | [6 empty] | 192.168.3.161 | [6 empty] | 192.168.4.161 | [6 empty] | 192.168.5.161
192.168.1.162 | [7 empty] | 192.168.2.162 | [6 empty] | 192.168.3.162 | [6 empty] | 192.168.4.162 | [6 empty] | 192.168.5.162
192.168.1.163 | [7 empty] | 192.168.2.163 | [6 empty] | 192.168.3.163 | [6 empty] | 192.168.4.163 | [6 empty] | 192.168.5.163
192.168.1.164 | [7 empty] | 192.168.2.164 | [6 empty] | 192.168.3.164 | [6 empty] | 192.168.4.164 | [6 empty] | 192.168.5.164
192.168.1.165 | [7 empty] | 192.168.2.165 | [6 empty] | 192.168.3.165 | [6 empty] | 192.168.4.165 | [6 empty] | 192.168.5.165
192.168.1.166 | [7 empty] | 192.168.2.166 | [6 empty] | 192.168.3.166 | [6 empty] | 192.168.4.166 | [6 empty] | 192.168.5.166
192.168.1.167 | [7 empty] | 192.168.2.167 | [6 empty] | 192.168.3.167 | [6 empty] | 192.168.4.167 | [6 empty] | 192.168.5.167
192.168.1.168 | [7 empty] | 192.168.2.168 | [6 empty] | 192.168.3.168 | [6 empty] | 192.168.4.168 | [6 empty] | 192.168.5.168
192.168.1.169 | [7 empty] | 192.168.2.169 | [6 empty] | 192.168.3.169 | [6 empty] | 192.168.4.169 | [6 empty] | 192.168.5.169
192.168.1.170 | [7 empty] | 192.168.2.170 | [6 empty] | 192.168.3.170 | [6 empty] | 192.168.4.170 | [6 empty] | 192.168.5.170
192.168.1.171 | [7 empty] | 192.168.2.171 | [6 empty] | 192.168.3.171 | [6 empty] | 192.168.4.171 | [6 empty] | 192.168.5.171
192.168.1.172 | [7 empty] | 192.168.2.172 | [6 empty] | 192.168.3.172 | [6 empty] | 192.168.4.172 | [6 empty] | 192.168.5.172
192.168.1.173 | [7 empty] | 192.168.2.173 | [6 empty] | 192.168.3.173 | [6 empty] | 192.168.4.173 | [6 empty] | 192.168.5.173
192.168.1.174 | [7 empty] | 192.168.2.174 | [6 empty] | 192.168.3.174 | [6 empty] | 192.168.4.174 | [6 empty] | 192.168.5.174
192.168.1.175 | [7 empty] | 192.168.2.175 | [6 empty] | 192.168.3.175 | [6 empty] | 192.168.4.175 | [6 empty] | 192.168.5.175
192.168.1.176 | [7 empty] | 192.168.2.176 | [6 empty] | 192.168.3.176 | [6 empty] | 192.168.4.176 | [6 empty] | 192.168.5.176
192.168.1.177 | [7 empty] | 192.168.2.177 | [6 empty] | 192.168.3.177 | [6 empty] | 192.168.4.177 | [6 empty] | 192.168.5.177
192.168.1.178 | [7 empty] | 192.168.2.178 | [6 empty] | 192.168.3.178 | [6 empty] | 192.168.4.178 | [6 empty] | 192.168.5.178
192.168.1.179 | [7 empty] | 192.168.2.179 | [6 empty] | 192.168.3.179 | [6 empty] | 192.168.4.179 | [6 empty] | 192.168.5.179
192.168.1.180 | [7 empty] | 192.168.2.180 | [6 empty] | 192.168.3.180 | [6 empty] | 192.168.4.180 | [6 empty] | 192.168.5.180
192.168.1.181 | [7 empty] | 192.168.2.181 | [6 empty] | 192.168.3.181 | [6 empty] | 192.168.4.181 | [6 empty] | 192.168.5.181
192.168.1.182 | [7 empty] | 192.168.2.182 | [6 empty] | 192.168.3.182 | [6 empty] | 192.168.4.182 | [6 empty] | 192.168.5.182
192.168.1.183 | [7 empty] | 192.168.2.183 | [6 empty] | 192.168.3.183 | [6 empty] | 192.168.4.183 | [6 empty] | 192.168.5.183
192.168.1.184 | [7 empty] | 192.168.2.184 | [6 empty] | 192.168.3.184 | [6 empty] | 192.168.4.184 | [6 empty] | 192.168.5.184
192.168.1.185 | [7 empty] | 192.168.2.185 | [6 empty] | 192.168.3.185 | [6 empty] | 192.168.4.185 | [6 empty] | 192.168.5.185
192.168.1.186 | [7 empty] | 192.168.2.186 | [6 empty] | 192.168.3.186 | [6 empty] | 192.168.4.186 | [6 empty] | 192.168.5.186
192.168.1.187 | [7 empty] | 192.168.2.187 | [6 empty] | 192.168.3.187 | [6 empty] | 192.168.4.187 | [6 empty] | 192.168.5.187
192.168.1.188 | [7 empty] | 192.168.2.188 | [6 empty] | 192.168.3.188 | [6 empty] | 192.168.4.188 | [6 empty] | 192.168.5.188
192.168.1.189 | [7 empty] | 192.168.2.189 | [6 empty] | 192.168.3.189 | [6 empty] | 192.168.4.189 | [6 empty] | 192.168.5.189
192.168.1.190 | [7 empty] | 192.168.2.190 | [6 empty] | 192.168.3.190 | [6 empty] | 192.168.4.190 | [6 empty] | 192.168.5.190
192.168.1.191 | [7 empty] | 192.168.2.191 | [6 empty] | 192.168.3.191 | [6 empty] | 192.168.4.191 | [6 empty] | 192.168.5.191
192.168.1.192 | [7 empty] | 192.168.2.192 | [6 empty] | 192.168.3.192 | [6 empty] | 192.168.4.192 | [6 empty] | 192.168.5.192
192.168.1.193 | [7 empty] | 192.168.2.193 | [6 empty] | 192.168.3.193 | [6 empty] | 192.168.4.193 | [6 empty] | 192.168.5.193
192.168.1.194 | [7 empty] | 192.168.2.194 | [6 empty] | 192.168.3.194 | [6 empty] | 192.168.4.194 | [6 empty] | 192.168.5.194
192.168.1.195 | [7 empty] | 192.168.2.195 | [6 empty] | 192.168.3.195 | [6 empty] | 192.168.4.195 | [6 empty] | 192.168.5.195
192.168.1.196 | [7 empty] | 192.168.2.196 | [6 empty] | 192.168.3.196 | [6 empty] | 192.168.4.196 | [6 empty] | 192.168.5.196
192.168.1.197 | [7 empty] | 192.168.2.197 | [6 empty] | 192.168.3.197 | [6 empty] | 192.168.4.197 | [6 empty] | 192.168.5.197
192.168.1.198 | [7 empty] | 192.168.2.198 | [6 empty] | 192.168.3.198 | [6 empty] | 192.168.4.198 | [6 empty] | 192.168.5.198
192.168.1.199 | [7 empty] | 192.168.2.199 | [6 empty] | 192.168.3.199 | [6 empty] | 192.168.4.199 | [6 empty] | 192.168.5.199
192.168.1.200 | [7 empty] | 192.168.2.200 | [6 empty] | 192.168.3.200 | [6 empty] | 192.168.4.200 | [6 empty] | 192.168.5.200
192.168.1.201 | [7 empty] | 192.168.2.201 | [6 empty] | 192.168.3.201 | [6 empty] | 192.168.4.201 | [6 empty] | 192.168.5.201
192.168.1.202 | [7 empty] | 192.168.2.202 | [6 empty] | 192.168.3.202 | [6 empty] | 192.168.4.202 | [6 empty] | 192.168.5.202
192.168.1.203 | [7 empty] | 192.168.2.203 | [6 empty] | 192.168.3.203 | [6 empty] | 192.168.4.203 | [6 empty] | 192.168.5.203
192.168.1.204 | [7 empty] | 192.168.2.204 | [6 empty] | 192.168.3.204 | [6 empty] | 192.168.4.204 | [6 empty] | 192.168.5.204
192.168.1.205 | [7 empty] | 192.168.2.205 | [6 empty] | 192.168.3.205 | [6 empty] | 192.168.4.205 | [6 empty] | 192.168.5.205
192.168.1.206 | [7 empty] | 192.168.2.206 | [6 empty] | 192.168.3.206 | [6 empty] | 192.168.4.206 | [6 empty] | 192.168.5.206
192.168.1.207 | [7 empty] | 192.168.2.207 | [6 empty] | 192.168.3.207 | [6 empty] | 192.168.4.207 | [6 empty] | 192.168.5.207
192.168.1.208 | [7 empty] | 192.168.2.208 | [6 empty] | 192.168.3.208 | [6 empty] | 192.168.4.208 | [6 empty] | 192.168.5.208
192.168.1.209 | [7 empty] | 192.168.2.209 | [6 empty] | 192.168.3.209 | [6 empty] | 192.168.4.209 | [6 empty] | 192.168.5.209
192.168.1.210 | [7 empty] | 192.168.2.210 | [6 empty] | 192.168.3.210 | [6 empty] | 192.168.4.210 | [6 empty] | 192.168.5.210
192.168.1.211 | [7 empty] | 192.168.2.211 | [6 empty] | 192.168.3.211 | [6 empty] | 192.168.4.211 | [6 empty] | 192.168.5.211
192.168.1.212 | [7 empty] | 192.168.2.212 | [6 empty] | 192.168.3.212 | [6 empty] | 192.168.4.212 | [6 empty] | 192.168.5.212
192.168.1.213 | [7 empty] | 192.168.2.213 | [6 empty] | 192.168.3.213 | [6 empty] | 192.168.4.213 | [6 empty] | 192.168.5.213
192.168.1.214 | [7 empty] | 192.168.2.214 | [6 empty] | 192.168.3.214 | [6 empty] | 192.168.4.214 | [6 empty] | 192.168.5.214
192.168.1.215 | [7 empty] | 192.168.2.215 | [6 empty] | 192.168.3.215 | [6 empty] | 192.168.4.215 | [6 empty] | 192.168.5.215
192.168.1.216 | [7 empty] | 192.168.2.216 | [6 empty] | 192.168.3.216 | [6 empty] | 192.168.4.216 | [6 empty] | 192.168.5.216
192.168.1.217 | [7 empty] | 192.168.2.217 | [6 empty] | 192.168.3.217 | [6 empty] | 192.168.4.217 | [6 empty] | 192.168.5.217
192.168.1.218 | [7 empty] | 192.168.2.218 | [6 empty] | 192.168.3.218 | [6 empty] | 192.168.4.218 | [6 empty] | 192.168.5.218
192.168.1.219 | [7 empty] | 192.168.2.219 | [6 empty] | 192.168.3.219 | [6 empty] | 192.168.4.219 | [6 empty] | 192.168.5.219
192.168.1.220 | [7 empty] | 192.168.2.220 | [6 empty] | 192.168.3.220 | [6 empty] | 192.168.4.220 | [6 empty] | 192.168.5.220
192.168.1.221 | [7 empty] | 192.168.2.221 | [6 empty] | 192.168.3.221 | [6 empty] | 192.168.4.221 | [6 empty] | 192.168.5.221
192.168.1.222 | [7 empty] | 192.168.2.222 | [6 empty] | 192.168.3.222 | [6 empty] | 192.168.4.222 | [6 empty] | 192.168.5.222
192.168.1.223 | [7 empty] | 192.168.2.223 | [6 empty] | 192.168.3.223 | [6 empty] | 192.168.4.223 | [6 empty] | 192.168.5.223
192.168.1.224 | [7 empty] | 192.168.2.224 | [6 empty] | 192.168.3.224 | [6 empty] | 192.168.4.224 | [6 empty] | 192.168.5.224
192.168.1.225 | [7 empty] | 192.168.2.225 | [6 empty] | 192.168.3.225 | [6 empty] | 192.168.4.225 | [6 empty] | 192.168.5.225
192.168.1.226 | [7 empty] | 192.168.2.226 | [6 empty] | 192.168.3.226 | [6 empty] | 192.168.4.226 | [6 empty] | 192.168.5.226
192.168.1.227 | [7 empty] | 192.168.2.227 | [6 empty] | 192.168.3.227 | [6 empty] | 192.168.4.227 | [6 empty] | 192.168.5.227
192.168.1.228 | [7 empty] | 192.168.2.228 | [6 empty] | 192.168.3.228 | [6 empty] | 192.168.4.228 | [6 empty] | 192.168.5.228
192.168.1.229 | [7 empty] | 192.168.2.229 | [6 empty] | 192.168.3.229 | [6 empty] | 192.168.4.229 | [6 empty] | 192.168.5.229
192.168.1.230 | [7 empty] | 192.168.2.230 | [6 empty] | 192.168.3.230 | [6 empty] | 192.168.4.230 | [6 empty] | 192.168.5.230
192.168.1.231 | [7 empty] | 192.168.2.231 | [6 empty] | 192.168.3.231 | [6 empty] | 192.168.4.231 | [6 empty] | 192.168.5.231
192.168.1.232 | [7 empty] | 192.168.2.232 | [6 empty] | 192.168.3.232 | [6 empty] | 192.168.4.232 | [6 empty] | 192.168.5.232
192.168.1.233 | [7 empty] | 192.168.2.233 | [6 empty] | 192.168.3.233 | [6 empty] | 192.168.4.233 | [6 empty] | 192.168.5.233
192.168.1.234 | [7 empty] | 192.168.2.234 | [6 empty] | 192.168.3.234 | [6 empty] | 192.168.4.234 | [6 empty] | 192.168.5.234
192.168.1.235 | [7 empty] | 192.168.2.235 | [6 empty] | 192.168.3.235 | [6 empty] | 192.168.4.235 | [6 empty] | 192.168.5.235
192.168.1.236 | [7 empty] | 192.168.2.236 | [6 empty] | 192.168.3.236 | [6 empty] | 192.168.4.236 | [6 empty] | 192.168.5.236
192.168.1.237 | [7 empty] | 192.168.2.237 | [6 empty] | 192.168.3.237 | [6 empty] | 192.168.4.237 | [6 empty] | 192.168.5.237
192.168.1.238 | [7 empty] | 192.168.2.238 | [6 empty] | 192.168.3.238 | [6 empty] | 192.168.4.238 | [6 empty] | 192.168.5.238
192.168.1.239 | [7 empty] | 192.168.2.239 | [6 empty] | 192.168.3.239 | [6 empty] | 192.168.4.239 | [6 empty] | 192.168.5.239
192.168.1.240 | [7 empty] | 192.168.2.240 | [6 empty] | 192.168.3.240 | [6 empty] | 192.168.4.240 | [6 empty] | 192.168.5.240
192.168.1.241 | [7 empty] | 192.168.2.241 | [6 empty] | 192.168.3.241 | [6 empty] | 192.168.4.241 | [6 empty] | 192.168.5.241
192.168.1.242 | [7 empty] | 192.168.2.242 | [6 empty] | 192.168.3.242 | [6 empty] | 192.168.4.242 | [6 empty] | 192.168.5.242
192.168.1.243 | [7 empty] | 192.168.2.243 | [6 empty] | 192.168.3.243 | [6 empty] | 192.168.4.243 | [6 empty] | 192.168.5.243
192.168.1.244 | [7 empty] | 192.168.2.244 | [6 empty] | 192.168.3.244 | [6 empty] | 192.168.4.244 | [6 empty] | 192.168.5.244
192.168.1.245 | [7 empty] | 192.168.2.245 | [6 empty] | 192.168.3.245 | [6 empty] | 192.168.4.245 | [6 empty] | 192.168.5.245
192.168.1.246 | [7 empty] | 192.168.2.246 | [6 empty] | 192.168.3.246 | [6 empty] | 192.168.4.246 | [6 empty] | 192.168.5.246
192.168.1.247 | [7 empty] | 192.168.2.247 | [6 empty] | 192.168.3.247 | [6 empty] | 192.168.4.247 | [6 empty] | 192.168.5.247
192.168.1.248 | [7 empty] | 192.168.2.248 | [6 empty] | 192.168.3.248 | [6 empty] | 192.168.4.248 | [6 empty] | 192.168.5.248
192.168.1.249 | [7 empty] | 192.168.2.249 | [6 empty] | 192.168.3.249 | [6 empty] | 192.168.4.249 | [6 empty] | 192.168.5.249
192.168.1.250 | [7 empty] | 192.168.2.250 | [6 empty] | 192.168.3.250 | [6 empty] | 192.168.4.250 | [6 empty] | 192.168.5.250
192.168.1.251 | [7 empty] | 192.168.2.251 | [6 empty] | 192.168.3.251 | [6 empty] | 192.168.4.251 | [6 empty] | 192.168.5.251
192.168.1.252 | [7 empty] | 192.168.2.252 | [6 empty] | 192.168.3.252 | [6 empty] | 192.168.4.252 | [6 empty] | 192.168.5.252
192.168.1.253 | [7 empty] | 192.168.2.253 | [6 empty] | 192.168.3.253 | [6 empty] | 192.168.4.253 | [6 empty] | 192.168.5.253
192.168.1.254 | [7 empty] | 192.168.2.254 | [6 empty] | 192.168.3.254 | [6 empty] | 192.168.4.254 | [6 empty] | 192.168.5.254
192.168.1.255 | [7 empty] | 192.168.2.255 | [6 empty] | 192.168.3.255 | [6 empty] | 192.168.4.255 | [6 empty] | 192.168.5.255
IP address allocation rules
For PLC IP address 192.168.100.1
⇓
IP address below PLC 192.168.1.※※

## Local(GSA)
IP address ledger - for lower level (PLC and below)≫Class C
Upper address registration line name : |  |  |  | Upper IP address : 192.168.100.1 ~ 99
Usable IP address range : 192.168.1.1 to 192.168.99.255
192.168.1.※※ | [7 empty] | 192.168.2.※※ | [6 empty] | 192.168.3.※※ | [6 empty] | 192.168.4.※※ | [6 empty] | 192.168.5.※※
IP Address | PC Port (Other node port no.) | Machine | Equipment | Manufacturing | PLC Type | Machine no. | Remarks | IP Address | PC Port (Other node port no.) | Machine | Manufacturing | PLC Type | Machine no. | Remarks | IP Address | PC Port (Other node port no.) | Machine | Manufacturing | PLC Type | Machine no. | Remarks | IP Address | PC Port (Other node port no.) | Machine | Manufacturing | PLC Type | Machine no. | Remarks | IP Address | PC Port (Other node port no.) | Machine | Manufacturing | PLC Type | Machine no. | Remarks
192.168.1.0 | [7 empty] | 192.168.2.0 | [6 empty] | 192.168.3.0 | [6 empty] | 192.168.4.0 | [6 empty] | 192.168.5.0
192.168.1.1 |  |  | PLC |  |  |  |  | 192.168.2.1 | [6 empty] | 192.168.3.1 | [6 empty] | 192.168.4.1 | [6 empty] | 192.168.5.1
192.168.1.2 |  |  | Touch Panel 1 |  |  |  |  | 192.168.2.2 | [6 empty] | 192.168.3.2 | [6 empty] | 192.168.4.2 | [6 empty] | 192.168.5.2
192.168.1.3 |  |  | Touch Panel 2 (Spare) |  |  |  |  | 192.168.2.3 | [6 empty] | 192.168.3.3 | [6 empty] | 192.168.4.3 | [6 empty] | 192.168.5.3
192.168.1.4 |  |  | Touch Panel 3 (Spare) |  |  |  |  | 192.168.2.4 | [6 empty] | 192.168.3.4 | [6 empty] | 192.168.4.4 | [6 empty] | 192.168.5.4
192.168.1.5 |  |  | Touch Panel 4 (Spare) |  |  |  |  | 192.168.2.5 | [6 empty] | 192.168.3.5 | [6 empty] | 192.168.4.5 | [6 empty] | 192.168.5.5
192.168.1.6 |  |  | Touch Panel 5 (Spare) |  |  |  |  | 192.168.2.6 | [6 empty] | 192.168.3.6 | [6 empty] | 192.168.4.6 | [6 empty] | 192.168.5.6
192.168.1.7 |  |  | Solinoid Value 1 |  |  |  |  | 192.168.2.7 | [6 empty] | 192.168.3.7 | [6 empty] | 192.168.4.7 | [6 empty] | 192.168.5.7
192.168.1.8 |  |  | Solinoid Value 2 (Spare) |  |  |  |  | 192.168.2.8 | [6 empty] | 192.168.3.8 | [6 empty] | 192.168.4.8 | [6 empty] | 192.168.5.8
192.168.1.9 |  |  | Solinoid Value 3 (Spare) |  |  |  |  | 192.168.2.9 | [6 empty] | 192.168.3.9 | [6 empty] | 192.168.4.9 | [6 empty] | 192.168.5.9
192.168.1.10 |  |  | Solinoid Value 4 (Spare) |  |  |  |  | 192.168.2.10 | [6 empty] | 192.168.3.10 | [6 empty] | 192.168.4.10 | [6 empty] | 192.168.5.10
192.168.1.11 |  |  | Solinoid Value 5 (Spare) |  |  |  |  | 192.168.2.11 | [6 empty] | 192.168.3.11 | [6 empty] | 192.168.4.11 | [6 empty] | 192.168.5.11
192.168.1.12 |  |  | DMC Laser Marking 1 |  |  |  |  | 192.168.2.12 | [6 empty] | 192.168.3.12 | [6 empty] | 192.168.4.12 | [6 empty] | 192.168.5.12
192.168.1.13 |  |  | DMC Laser Marking 2 (Spare) |  |  |  |  | 192.168.2.13 | [6 empty] | 192.168.3.13 | [6 empty] | 192.168.4.13 | [6 empty] | 192.168.5.13
192.168.1.14 |  |  | Vision Sensor 1 |  |  |  |  | 192.168.2.14 | [6 empty] | 192.168.3.14 | [6 empty] | 192.168.4.14 | [6 empty] | 192.168.5.14
192.168.1.15 |  |  | Vision Sensor 2 (Spare) |  |  |  |  | 192.168.2.15 | [6 empty] | 192.168.3.15 | [6 empty] | 192.168.4.15 | [6 empty] | 192.168.5.15
192.168.1.16 |  |  | Vision Sensor 3 (Spare) |  |  |  |  | 192.168.2.16 | [6 empty] | 192.168.3.16 | [6 empty] | 192.168.4.16 | [6 empty] | 192.168.5.16
192.168.1.17 |  |  | Vision Sensor 4 (Spare) |  |  |  |  | 192.168.2.17 | [6 empty] | 192.168.3.17 | [6 empty] | 192.168.4.17 | [6 empty] | 192.168.5.17
192.168.1.18 |  |  | Vision Sensor 5 (Spare) |  |  |  |  | 192.168.2.18 | [6 empty] | 192.168.3.18 | [6 empty] | 192.168.4.18 | [6 empty] | 192.168.5.18
192.168.1.19 |  |  | IAI 1 |  |  |  |  | 192.168.2.19 | [6 empty] | 192.168.3.19 | [6 empty] | 192.168.4.19 | [6 empty] | 192.168.5.19
192.168.1.20 |  |  | IAI 2 (Spare) |  |  |  |  | 192.168.2.20 | [6 empty] | 192.168.3.20 | [6 empty] | 192.168.4.20 | [6 empty] | 192.168.5.20
192.168.1.21 |  |  | IAI 3 (Spare) |  |  |  |  | 192.168.2.21 | [6 empty] | 192.168.3.21 | [6 empty] | 192.168.4.21 | [6 empty] | 192.168.5.21
192.168.1.22 |  |  | IAI 4 (Spare) |  |  |  |  | 192.168.2.22 | [6 empty] | 192.168.3.22 | [6 empty] | 192.168.4.22 | [6 empty] | 192.168.5.22
192.168.1.23 |  |  | IAI 5 (Spare) |  |  |  |  | 192.168.2.23 | [6 empty] | 192.168.3.23 | [6 empty] | 192.168.4.23 | [6 empty] | 192.168.5.23
192.168.1.24 |  |  | ESTIC 1 |  |  |  |  | 192.168.2.24 | [6 empty] | 192.168.3.24 | [6 empty] | 192.168.4.24 | [6 empty] | 192.168.5.24
192.168.1.25 |  |  | ESTIC 2 (Spare) |  |  |  |  | 192.168.2.25 | [6 empty] | 192.168.3.25 | [6 empty] | 192.168.4.25 | [6 empty] | 192.168.5.25
192.168.1.26 |  |  | ESTIC 3 (Spare) |  |  |  |  | 192.168.2.26 | [6 empty] | 192.168.3.26 | [6 empty] | 192.168.4.26 | [6 empty] | 192.168.5.26
192.168.1.27 |  |  | ESTIC 4 (Spare) |  |  |  |  | 192.168.2.27 | [6 empty] | 192.168.3.27 | [6 empty] | 192.168.4.27 | [6 empty] | 192.168.5.27
192.168.1.28 |  |  | ESTIC 5 (Spare) |  |  |  |  | 192.168.2.28 | [6 empty] | 192.168.3.28 | [6 empty] | 192.168.4.28 | [6 empty] | 192.168.5.28
192.168.1.29 |  |  | Linear Gauge 1 |  |  |  |  | 192.168.2.29 | [6 empty] | 192.168.3.29 | [6 empty] | 192.168.4.29 | [6 empty] | 192.168.5.29
192.168.1.30 |  |  | Linear Gauge 2 (Spare) |  |  |  |  | 192.168.2.30 | [6 empty] | 192.168.3.30 | [6 empty] | 192.168.4.30 | [6 empty] | 192.168.5.30
192.168.1.31 |  |  | Linear Gauge 3 (Spare) |  |  |  |  | 192.168.2.31 | [6 empty] | 192.168.3.31 | [6 empty] | 192.168.4.31 | [6 empty] | 192.168.5.31
192.168.1.32 |  |  | Linear Gauge 4 (Spare) |  |  |  |  | 192.168.2.32 | [6 empty] | 192.168.3.32 | [6 empty] | 192.168.4.32 | [6 empty] | 192.168.5.32
192.168.1.33 |  |  | Linear Gauge 5 (Spare) |  |  |  |  | 192.168.2.33 | [6 empty] | 192.168.3.33 | [6 empty] | 192.168.4.33 | [6 empty] | 192.168.5.33
192.168.1.34 | [7 empty] | 192.168.2.34 | [6 empty] | 192.168.3.34 | [6 empty] | 192.168.4.34 | [6 empty] | 192.168.5.34
192.168.1.35 | [7 empty] | 192.168.2.35 | [6 empty] | 192.168.3.35 | [6 empty] | 192.168.4.35 | [6 empty] | 192.168.5.35
192.168.1.36 | [7 empty] | 192.168.2.36 | [6 empty] | 192.168.3.36 | [6 empty] | 192.168.4.36 | [6 empty] | 192.168.5.36
192.168.1.37 | [7 empty] | 192.168.2.37 | [6 empty] | 192.168.3.37 | [6 empty] | 192.168.4.37 | [6 empty] | 192.168.5.37
192.168.1.38 | [7 empty] | 192.168.2.38 | [6 empty] | 192.168.3.38 | [6 empty] | 192.168.4.38 | [6 empty] | 192.168.5.38
192.168.1.39 | [7 empty] | 192.168.2.39 | [6 empty] | 192.168.3.39 | [6 empty] | 192.168.4.39 | [6 empty] | 192.168.5.39
192.168.1.40 | [7 empty] | 192.168.2.40 | [6 empty] | 192.168.3.40 | [6 empty] | 192.168.4.40 | [6 empty] | 192.168.5.40
192.168.1.41 | [7 empty] | 192.168.2.41 | [6 empty] | 192.168.3.41 | [6 empty] | 192.168.4.41 | [6 empty] | 192.168.5.41
192.168.1.42 | [7 empty] | 192.168.2.42 | [6 empty] | 192.168.3.42 | [6 empty] | 192.168.4.42 | [6 empty] | 192.168.5.42
192.168.1.43 | [7 empty] | 192.168.2.43 | [6 empty] | 192.168.3.43 | [6 empty] | 192.168.4.43 | [6 empty] | 192.168.5.43
192.168.1.44 | [7 empty] | 192.168.2.44 | [6 empty] | 192.168.3.44 | [6 empty] | 192.168.4.44 | [6 empty] | 192.168.5.44
192.168.1.45 | [7 empty] | 192.168.2.45 | [6 empty] | 192.168.3.45 | [6 empty] | 192.168.4.45 | [6 empty] | 192.168.5.45
192.168.1.46 | [7 empty] | 192.168.2.46 | [6 empty] | 192.168.3.46 | [6 empty] | 192.168.4.46 | [6 empty] | 192.168.5.46
192.168.1.47 | [7 empty] | 192.168.2.47 | [6 empty] | 192.168.3.47 | [6 empty] | 192.168.4.47 | [6 empty] | 192.168.5.47
192.168.1.48 | [7 empty] | 192.168.2.48 | [6 empty] | 192.168.3.48 | [6 empty] | 192.168.4.48 | [6 empty] | 192.168.5.48
192.168.1.49 | [7 empty] | 192.168.2.49 | [6 empty] | 192.168.3.49 | [6 empty] | 192.168.4.49 | [6 empty] | 192.168.5.49
192.168.1.50 | [7 empty] | 192.168.2.50 | [6 empty] | 192.168.3.50 | [6 empty] | 192.168.4.50 | [6 empty] | 192.168.5.50
192.168.1.51 | [7 empty] | 192.168.2.51 | [6 empty] | 192.168.3.51 | [6 empty] | 192.168.4.51 | [6 empty] | 192.168.5.51
192.168.1.52 | [7 empty] | 192.168.2.52 | [6 empty] | 192.168.3.52 | [6 empty] | 192.168.4.52 | [6 empty] | 192.168.5.52
192.168.1.53 | [7 empty] | 192.168.2.53 | [6 empty] | 192.168.3.53 | [6 empty] | 192.168.4.53 | [6 empty] | 192.168.5.53
192.168.1.54 | [7 empty] | 192.168.2.54 | [6 empty] | 192.168.3.54 | [6 empty] | 192.168.4.54 | [6 empty] | 192.168.5.54
192.168.1.55 | [7 empty] | 192.168.2.55 | [6 empty] | 192.168.3.55 | [6 empty] | 192.168.4.55 | [6 empty] | 192.168.5.55
192.168.1.56 | [7 empty] | 192.168.2.56 | [6 empty] | 192.168.3.56 | [6 empty] | 192.168.4.56 | [6 empty] | 192.168.5.56
192.168.1.57 | [7 empty] | 192.168.2.57 | [6 empty] | 192.168.3.57 | [6 empty] | 192.168.4.57 | [6 empty] | 192.168.5.57
192.168.1.58 | [7 empty] | 192.168.2.58 | [6 empty] | 192.168.3.58 | [6 empty] | 192.168.4.58 | [6 empty] | 192.168.5.58
192.168.1.59 | [7 empty] | 192.168.2.59 | [6 empty] | 192.168.3.59 | [6 empty] | 192.168.4.59 | [6 empty] | 192.168.5.59
192.168.1.60 | [7 empty] | 192.168.2.60 | [6 empty] | 192.168.3.60 | [6 empty] | 192.168.4.60 | [6 empty] | 192.168.5.60
192.168.1.61 | [7 empty] | 192.168.2.61 | [6 empty] | 192.168.3.61 | [6 empty] | 192.168.4.61 | [6 empty] | 192.168.5.61
192.168.1.62 | [7 empty] | 192.168.2.62 | [6 empty] | 192.168.3.62 | [6 empty] | 192.168.4.62 | [6 empty] | 192.168.5.62
192.168.1.63 | [7 empty] | 192.168.2.63 | [6 empty] | 192.168.3.63 | [6 empty] | 192.168.4.63 | [6 empty] | 192.168.5.63
192.168.1.64 | [7 empty] | 192.168.2.64 | [6 empty] | 192.168.3.64 | [6 empty] | 192.168.4.64 | [6 empty] | 192.168.5.64
192.168.1.65 | [7 empty] | 192.168.2.65 | [6 empty] | 192.168.3.65 | [6 empty] | 192.168.4.65 | [6 empty] | 192.168.5.65
192.168.1.66 | [7 empty] | 192.168.2.66 | [6 empty] | 192.168.3.66 | [6 empty] | 192.168.4.66 | [6 empty] | 192.168.5.66
192.168.1.67 | [7 empty] | 192.168.2.67 | [6 empty] | 192.168.3.67 | [6 empty] | 192.168.4.67 | [6 empty] | 192.168.5.67
192.168.1.68 | [7 empty] | 192.168.2.68 | [6 empty] | 192.168.3.68 | [6 empty] | 192.168.4.68 | [6 empty] | 192.168.5.68
192.168.1.69 | [7 empty] | 192.168.2.69 | [6 empty] | 192.168.3.69 | [6 empty] | 192.168.4.69 | [6 empty] | 192.168.5.69
192.168.1.70 | [7 empty] | 192.168.2.70 | [6 empty] | 192.168.3.70 | [6 empty] | 192.168.4.70 | [6 empty] | 192.168.5.70
192.168.1.71 | [7 empty] | 192.168.2.71 | [6 empty] | 192.168.3.71 | [6 empty] | 192.168.4.71 | [6 empty] | 192.168.5.71
192.168.1.72 | [7 empty] | 192.168.2.72 | [6 empty] | 192.168.3.72 | [6 empty] | 192.168.4.72 | [6 empty] | 192.168.5.72
192.168.1.73 | [7 empty] | 192.168.2.73 | [6 empty] | 192.168.3.73 | [6 empty] | 192.168.4.73 | [6 empty] | 192.168.5.73
192.168.1.74 | [7 empty] | 192.168.2.74 | [6 empty] | 192.168.3.74 | [6 empty] | 192.168.4.74 | [6 empty] | 192.168.5.74
192.168.1.75 | [7 empty] | 192.168.2.75 | [6 empty] | 192.168.3.75 | [6 empty] | 192.168.4.75 | [6 empty] | 192.168.5.75
192.168.1.76 | [7 empty] | 192.168.2.76 | [6 empty] | 192.168.3.76 | [6 empty] | 192.168.4.76 | [6 empty] | 192.168.5.76
192.168.1.77 | [7 empty] | 192.168.2.77 | [6 empty] | 192.168.3.77 | [6 empty] | 192.168.4.77 | [6 empty] | 192.168.5.77
192.168.1.78 | [7 empty] | 192.168.2.78 | [6 empty] | 192.168.3.78 | [6 empty] | 192.168.4.78 | [6 empty] | 192.168.5.78
192.168.1.79 | [7 empty] | 192.168.2.79 | [6 empty] | 192.168.3.79 | [6 empty] | 192.168.4.79 | [6 empty] | 192.168.5.79
192.168.1.80 | [7 empty] | 192.168.2.80 | [6 empty] | 192.168.3.80 | [6 empty] | 192.168.4.80 | [6 empty] | 192.168.5.80
192.168.1.81 | [7 empty] | 192.168.2.81 | [6 empty] | 192.168.3.81 | [6 empty] | 192.168.4.81 | [6 empty] | 192.168.5.81
192.168.1.82 | [7 empty] | 192.168.2.82 | [6 empty] | 192.168.3.82 | [6 empty] | 192.168.4.82 | [6 empty] | 192.168.5.82
192.168.1.83 | [7 empty] | 192.168.2.83 | [6 empty] | 192.168.3.83 | [6 empty] | 192.168.4.83 | [6 empty] | 192.168.5.83
192.168.1.84 | [7 empty] | 192.168.2.84 | [6 empty] | 192.168.3.84 | [6 empty] | 192.168.4.84 | [6 empty] | 192.168.5.84
192.168.1.85 | [7 empty] | 192.168.2.85 | [6 empty] | 192.168.3.85 | [6 empty] | 192.168.4.85 | [6 empty] | 192.168.5.85
192.168.1.86 | [7 empty] | 192.168.2.86 | [6 empty] | 192.168.3.86 | [6 empty] | 192.168.4.86 | [6 empty] | 192.168.5.86
192.168.1.87 | [7 empty] | 192.168.2.87 | [6 empty] | 192.168.3.87 | [6 empty] | 192.168.4.87 | [6 empty] | 192.168.5.87
192.168.1.88 | [7 empty] | 192.168.2.88 | [6 empty] | 192.168.3.88 | [6 empty] | 192.168.4.88 | [6 empty] | 192.168.5.88
192.168.1.89 | [7 empty] | 192.168.2.89 | [6 empty] | 192.168.3.89 | [6 empty] | 192.168.4.89 | [6 empty] | 192.168.5.89
192.168.1.90 | [7 empty] | 192.168.2.90 | [6 empty] | 192.168.3.90 | [6 empty] | 192.168.4.90 | [6 empty] | 192.168.5.90
192.168.1.91 | [7 empty] | 192.168.2.91 | [6 empty] | 192.168.3.91 | [6 empty] | 192.168.4.91 | [6 empty] | 192.168.5.91
192.168.1.92 | [7 empty] | 192.168.2.92 | [6 empty] | 192.168.3.92 | [6 empty] | 192.168.4.92 | [6 empty] | 192.168.5.92
192.168.1.93 | [7 empty] | 192.168.2.93 | [6 empty] | 192.168.3.93 | [6 empty] | 192.168.4.93 | [6 empty] | 192.168.5.93
192.168.1.94 | [7 empty] | 192.168.2.94 | [6 empty] | 192.168.3.94 | [6 empty] | 192.168.4.94 | [6 empty] | 192.168.5.94
192.168.1.95 | [7 empty] | 192.168.2.95 | [6 empty] | 192.168.3.95 | [6 empty] | 192.168.4.95 | [6 empty] | 192.168.5.95
192.168.1.96 | [7 empty] | 192.168.2.96 | [6 empty] | 192.168.3.96 | [6 empty] | 192.168.4.96 | [6 empty] | 192.168.5.96
192.168.1.97 | [7 empty] | 192.168.2.97 | [6 empty] | 192.168.3.97 | [6 empty] | 192.168.4.97 | [6 empty] | 192.168.5.97
192.168.1.98 | [7 empty] | 192.168.2.98 | [6 empty] | 192.168.3.98 | [6 empty] | 192.168.4.98 | [6 empty] | 192.168.5.98
192.168.1.99 | [7 empty] | 192.168.2.99 | [6 empty] | 192.168.3.99 | [6 empty] | 192.168.4.99 | [6 empty] | 192.168.5.99
192.168.1.100 | [7 empty] | 192.168.2.100 | [6 empty] | 192.168.3.100 | [6 empty] | 192.168.4.100 | [6 empty] | 192.168.5.100
192.168.1.101 | [7 empty] | 192.168.2.101 | [6 empty] | 192.168.3.101 | [6 empty] | 192.168.4.101 | [6 empty] | 192.168.5.101
192.168.1.102 | [7 empty] | 192.168.2.102 | [6 empty] | 192.168.3.102 | [6 empty] | 192.168.4.102 | [6 empty] | 192.168.5.102
192.168.1.103 | [7 empty] | 192.168.2.103 | [6 empty] | 192.168.3.103 | [6 empty] | 192.168.4.103 | [6 empty] | 192.168.5.103
192.168.1.104 | [7 empty] | 192.168.2.104 | [6 empty] | 192.168.3.104 | [6 empty] | 192.168.4.104 | [6 empty] | 192.168.5.104
192.168.1.105 | [7 empty] | 192.168.2.105 | [6 empty] | 192.168.3.105 | [6 empty] | 192.168.4.105 | [6 empty] | 192.168.5.105
192.168.1.106 | [7 empty] | 192.168.2.106 | [6 empty] | 192.168.3.106 | [6 empty] | 192.168.4.106 | [6 empty] | 192.168.5.106
192.168.1.107 | [7 empty] | 192.168.2.107 | [6 empty] | 192.168.3.107 | [6 empty] | 192.168.4.107 | [6 empty] | 192.168.5.107
192.168.1.108 | [7 empty] | 192.168.2.108 | [6 empty] | 192.168.3.108 | [6 empty] | 192.168.4.108 | [6 empty] | 192.168.5.108
192.168.1.109 | [7 empty] | 192.168.2.109 | [6 empty] | 192.168.3.109 | [6 empty] | 192.168.4.109 | [6 empty] | 192.168.5.109
192.168.1.110 | [7 empty] | 192.168.2.110 | [6 empty] | 192.168.3.110 | [6 empty] | 192.168.4.110 | [6 empty] | 192.168.5.110
192.168.1.111 | [7 empty] | 192.168.2.111 | [6 empty] | 192.168.3.111 | [6 empty] | 192.168.4.111 | [6 empty] | 192.168.5.111
192.168.1.112 | [7 empty] | 192.168.2.112 | [6 empty] | 192.168.3.112 | [6 empty] | 192.168.4.112 | [6 empty] | 192.168.5.112
192.168.1.113 | [7 empty] | 192.168.2.113 | [6 empty] | 192.168.3.113 | [6 empty] | 192.168.4.113 | [6 empty] | 192.168.5.113
192.168.1.114 | [7 empty] | 192.168.2.114 | [6 empty] | 192.168.3.114 | [6 empty] | 192.168.4.114 | [6 empty] | 192.168.5.114
192.168.1.115 | [7 empty] | 192.168.2.115 | [6 empty] | 192.168.3.115 | [6 empty] | 192.168.4.115 | [6 empty] | 192.168.5.115
192.168.1.116 | [7 empty] | 192.168.2.116 | [6 empty] | 192.168.3.116 | [6 empty] | 192.168.4.116 | [6 empty] | 192.168.5.116
192.168.1.117 | [7 empty] | 192.168.2.117 | [6 empty] | 192.168.3.117 | [6 empty] | 192.168.4.117 | [6 empty] | 192.168.5.117
192.168.1.118 | [7 empty] | 192.168.2.118 | [6 empty] | 192.168.3.118 | [6 empty] | 192.168.4.118 | [6 empty] | 192.168.5.118
192.168.1.119 | [7 empty] | 192.168.2.119 | [6 empty] | 192.168.3.119 | [6 empty] | 192.168.4.119 | [6 empty] | 192.168.5.119
192.168.1.120 | [7 empty] | 192.168.2.120 | [6 empty] | 192.168.3.120 | [6 empty] | 192.168.4.120 | [6 empty] | 192.168.5.120
192.168.1.121 | [7 empty] | 192.168.2.121 | [6 empty] | 192.168.3.121 | [6 empty] | 192.168.4.121 | [6 empty] | 192.168.5.121
192.168.1.122 | [7 empty] | 192.168.2.122 | [6 empty] | 192.168.3.122 | [6 empty] | 192.168.4.122 | [6 empty] | 192.168.5.122
192.168.1.123 | [7 empty] | 192.168.2.123 | [6 empty] | 192.168.3.123 | [6 empty] | 192.168.4.123 | [6 empty] | 192.168.5.123
192.168.1.124 | [7 empty] | 192.168.2.124 | [6 empty] | 192.168.3.124 | [6 empty] | 192.168.4.124 | [6 empty] | 192.168.5.124
192.168.1.125 | [7 empty] | 192.168.2.125 | [6 empty] | 192.168.3.125 | [6 empty] | 192.168.4.125 | [6 empty] | 192.168.5.125
192.168.1.126 | [7 empty] | 192.168.2.126 | [6 empty] | 192.168.3.126 | [6 empty] | 192.168.4.126 | [6 empty] | 192.168.5.126
192.168.1.127 | [7 empty] | 192.168.2.127 | [6 empty] | 192.168.3.127 | [6 empty] | 192.168.4.127 | [6 empty] | 192.168.5.127
192.168.1.128 | [7 empty] | 192.168.2.128 | [6 empty] | 192.168.3.128 | [6 empty] | 192.168.4.128 | [6 empty] | 192.168.5.128
192.168.1.129 | [7 empty] | 192.168.2.129 | [6 empty] | 192.168.3.129 | [6 empty] | 192.168.4.129 | [6 empty] | 192.168.5.129
192.168.1.130 | [7 empty] | 192.168.2.130 | [6 empty] | 192.168.3.130 | [6 empty] | 192.168.4.130 | [6 empty] | 192.168.5.130
192.168.1.131 | [7 empty] | 192.168.2.131 | [6 empty] | 192.168.3.131 | [6 empty] | 192.168.4.131 | [6 empty] | 192.168.5.131
192.168.1.132 | [7 empty] | 192.168.2.132 | [6 empty] | 192.168.3.132 | [6 empty] | 192.168.4.132 | [6 empty] | 192.168.5.132
192.168.1.133 | [7 empty] | 192.168.2.133 | [6 empty] | 192.168.3.133 | [6 empty] | 192.168.4.133 | [6 empty] | 192.168.5.133
192.168.1.134 | [7 empty] | 192.168.2.134 | [6 empty] | 192.168.3.134 | [6 empty] | 192.168.4.134 | [6 empty] | 192.168.5.134
192.168.1.135 | [7 empty] | 192.168.2.135 | [6 empty] | 192.168.3.135 | [6 empty] | 192.168.4.135 | [6 empty] | 192.168.5.135
192.168.1.136 | [7 empty] | 192.168.2.136 | [6 empty] | 192.168.3.136 | [6 empty] | 192.168.4.136 | [6 empty] | 192.168.5.136
192.168.1.137 | [7 empty] | 192.168.2.137 | [6 empty] | 192.168.3.137 | [6 empty] | 192.168.4.137 | [6 empty] | 192.168.5.137
192.168.1.138 | [7 empty] | 192.168.2.138 | [6 empty] | 192.168.3.138 | [6 empty] | 192.168.4.138 | [6 empty] | 192.168.5.138
192.168.1.139 | [7 empty] | 192.168.2.139 | [6 empty] | 192.168.3.139 | [6 empty] | 192.168.4.139 | [6 empty] | 192.168.5.139
192.168.1.140 | [7 empty] | 192.168.2.140 | [6 empty] | 192.168.3.140 | [6 empty] | 192.168.4.140 | [6 empty] | 192.168.5.140
192.168.1.141 | [7 empty] | 192.168.2.141 | [6 empty] | 192.168.3.141 | [6 empty] | 192.168.4.141 | [6 empty] | 192.168.5.141
192.168.1.142 | [7 empty] | 192.168.2.142 | [6 empty] | 192.168.3.142 | [6 empty] | 192.168.4.142 | [6 empty] | 192.168.5.142
192.168.1.143 | [7 empty] | 192.168.2.143 | [6 empty] | 192.168.3.143 | [6 empty] | 192.168.4.143 | [6 empty] | 192.168.5.143
192.168.1.144 | [7 empty] | 192.168.2.144 | [6 empty] | 192.168.3.144 | [6 empty] | 192.168.4.144 | [6 empty] | 192.168.5.144
192.168.1.145 | [7 empty] | 192.168.2.145 | [6 empty] | 192.168.3.145 | [6 empty] | 192.168.4.145 | [6 empty] | 192.168.5.145
192.168.1.146 | [7 empty] | 192.168.2.146 | [6 empty] | 192.168.3.146 | [6 empty] | 192.168.4.146 | [6 empty] | 192.168.5.146
192.168.1.147 | [7 empty] | 192.168.2.147 | [6 empty] | 192.168.3.147 | [6 empty] | 192.168.4.147 | [6 empty] | 192.168.5.147
192.168.1.148 | [7 empty] | 192.168.2.148 | [6 empty] | 192.168.3.148 | [6 empty] | 192.168.4.148 | [6 empty] | 192.168.5.148
192.168.1.149 | [7 empty] | 192.168.2.149 | [6 empty] | 192.168.3.149 | [6 empty] | 192.168.4.149 | [6 empty] | 192.168.5.149
192.168.1.150 | [7 empty] | 192.168.2.150 | [6 empty] | 192.168.3.150 | [6 empty] | 192.168.4.150 | [6 empty] | 192.168.5.150
192.168.1.151 | [7 empty] | 192.168.2.151 | [6 empty] | 192.168.3.151 | [6 empty] | 192.168.4.151 | [6 empty] | 192.168.5.151
192.168.1.152 | [7 empty] | 192.168.2.152 | [6 empty] | 192.168.3.152 | [6 empty] | 192.168.4.152 | [6 empty] | 192.168.5.152
192.168.1.153 | [7 empty] | 192.168.2.153 | [6 empty] | 192.168.3.153 | [6 empty] | 192.168.4.153 | [6 empty] | 192.168.5.153
192.168.1.154 | [7 empty] | 192.168.2.154 | [6 empty] | 192.168.3.154 | [6 empty] | 192.168.4.154 | [6 empty] | 192.168.5.154
192.168.1.155 | [7 empty] | 192.168.2.155 | [6 empty] | 192.168.3.155 | [6 empty] | 192.168.4.155 | [6 empty] | 192.168.5.155
192.168.1.156 | [7 empty] | 192.168.2.156 | [6 empty] | 192.168.3.156 | [6 empty] | 192.168.4.156 | [6 empty] | 192.168.5.156
192.168.1.157 | [7 empty] | 192.168.2.157 | [6 empty] | 192.168.3.157 | [6 empty] | 192.168.4.157 | [6 empty] | 192.168.5.157
192.168.1.158 | [7 empty] | 192.168.2.158 | [6 empty] | 192.168.3.158 | [6 empty] | 192.168.4.158 | [6 empty] | 192.168.5.158
192.168.1.159 | [7 empty] | 192.168.2.159 | [6 empty] | 192.168.3.159 | [6 empty] | 192.168.4.159 | [6 empty] | 192.168.5.159
192.168.1.160 | [7 empty] | 192.168.2.160 | [6 empty] | 192.168.3.160 | [6 empty] | 192.168.4.160 | [6 empty] | 192.168.5.160
192.168.1.161 | [7 empty] | 192.168.2.161 | [6 empty] | 192.168.3.161 | [6 empty] | 192.168.4.161 | [6 empty] | 192.168.5.161
192.168.1.162 | [7 empty] | 192.168.2.162 | [6 empty] | 192.168.3.162 | [6 empty] | 192.168.4.162 | [6 empty] | 192.168.5.162
192.168.1.163 | [7 empty] | 192.168.2.163 | [6 empty] | 192.168.3.163 | [6 empty] | 192.168.4.163 | [6 empty] | 192.168.5.163
192.168.1.164 | [7 empty] | 192.168.2.164 | [6 empty] | 192.168.3.164 | [6 empty] | 192.168.4.164 | [6 empty] | 192.168.5.164
192.168.1.165 | [7 empty] | 192.168.2.165 | [6 empty] | 192.168.3.165 | [6 empty] | 192.168.4.165 | [6 empty] | 192.168.5.165
192.168.1.166 | [7 empty] | 192.168.2.166 | [6 empty] | 192.168.3.166 | [6 empty] | 192.168.4.166 | [6 empty] | 192.168.5.166
192.168.1.167 | [7 empty] | 192.168.2.167 | [6 empty] | 192.168.3.167 | [6 empty] | 192.168.4.167 | [6 empty] | 192.168.5.167
192.168.1.168 | [7 empty] | 192.168.2.168 | [6 empty] | 192.168.3.168 | [6 empty] | 192.168.4.168 | [6 empty] | 192.168.5.168
192.168.1.169 | [7 empty] | 192.168.2.169 | [6 empty] | 192.168.3.169 | [6 empty] | 192.168.4.169 | [6 empty] | 192.168.5.169
192.168.1.170 | [7 empty] | 192.168.2.170 | [6 empty] | 192.168.3.170 | [6 empty] | 192.168.4.170 | [6 empty] | 192.168.5.170
192.168.1.171 | [7 empty] | 192.168.2.171 | [6 empty] | 192.168.3.171 | [6 empty] | 192.168.4.171 | [6 empty] | 192.168.5.171
192.168.1.172 | [7 empty] | 192.168.2.172 | [6 empty] | 192.168.3.172 | [6 empty] | 192.168.4.172 | [6 empty] | 192.168.5.172
192.168.1.173 | [7 empty] | 192.168.2.173 | [6 empty] | 192.168.3.173 | [6 empty] | 192.168.4.173 | [6 empty] | 192.168.5.173
192.168.1.174 | [7 empty] | 192.168.2.174 | [6 empty] | 192.168.3.174 | [6 empty] | 192.168.4.174 | [6 empty] | 192.168.5.174
192.168.1.175 | [7 empty] | 192.168.2.175 | [6 empty] | 192.168.3.175 | [6 empty] | 192.168.4.175 | [6 empty] | 192.168.5.175
192.168.1.176 | [7 empty] | 192.168.2.176 | [6 empty] | 192.168.3.176 | [6 empty] | 192.168.4.176 | [6 empty] | 192.168.5.176
192.168.1.177 | [7 empty] | 192.168.2.177 | [6 empty] | 192.168.3.177 | [6 empty] | 192.168.4.177 | [6 empty] | 192.168.5.177
192.168.1.178 | [7 empty] | 192.168.2.178 | [6 empty] | 192.168.3.178 | [6 empty] | 192.168.4.178 | [6 empty] | 192.168.5.178
192.168.1.179 | [7 empty] | 192.168.2.179 | [6 empty] | 192.168.3.179 | [6 empty] | 192.168.4.179 | [6 empty] | 192.168.5.179
192.168.1.180 | [7 empty] | 192.168.2.180 | [6 empty] | 192.168.3.180 | [6 empty] | 192.168.4.180 | [6 empty] | 192.168.5.180
192.168.1.181 | [7 empty] | 192.168.2.181 | [6 empty] | 192.168.3.181 | [6 empty] | 192.168.4.181 | [6 empty] | 192.168.5.181
192.168.1.182 | [7 empty] | 192.168.2.182 | [6 empty] | 192.168.3.182 | [6 empty] | 192.168.4.182 | [6 empty] | 192.168.5.182
192.168.1.183 | [7 empty] | 192.168.2.183 | [6 empty] | 192.168.3.183 | [6 empty] | 192.168.4.183 | [6 empty] | 192.168.5.183
192.168.1.184 | [7 empty] | 192.168.2.184 | [6 empty] | 192.168.3.184 | [6 empty] | 192.168.4.184 | [6 empty] | 192.168.5.184
192.168.1.185 | [7 empty] | 192.168.2.185 | [6 empty] | 192.168.3.185 | [6 empty] | 192.168.4.185 | [6 empty] | 192.168.5.185
192.168.1.186 | [7 empty] | 192.168.2.186 | [6 empty] | 192.168.3.186 | [6 empty] | 192.168.4.186 | [6 empty] | 192.168.5.186
192.168.1.187 | [7 empty] | 192.168.2.187 | [6 empty] | 192.168.3.187 | [6 empty] | 192.168.4.187 | [6 empty] | 192.168.5.187
192.168.1.188 | [7 empty] | 192.168.2.188 | [6 empty] | 192.168.3.188 | [6 empty] | 192.168.4.188 | [6 empty] | 192.168.5.188
192.168.1.189 | [7 empty] | 192.168.2.189 | [6 empty] | 192.168.3.189 | [6 empty] | 192.168.4.189 | [6 empty] | 192.168.5.189
192.168.1.190 | [7 empty] | 192.168.2.190 | [6 empty] | 192.168.3.190 | [6 empty] | 192.168.4.190 | [6 empty] | 192.168.5.190
192.168.1.191 | [7 empty] | 192.168.2.191 | [6 empty] | 192.168.3.191 | [6 empty] | 192.168.4.191 | [6 empty] | 192.168.5.191
192.168.1.192 | [7 empty] | 192.168.2.192 | [6 empty] | 192.168.3.192 | [6 empty] | 192.168.4.192 | [6 empty] | 192.168.5.192
192.168.1.193 | [7 empty] | 192.168.2.193 | [6 empty] | 192.168.3.193 | [6 empty] | 192.168.4.193 | [6 empty] | 192.168.5.193
192.168.1.194 | [7 empty] | 192.168.2.194 | [6 empty] | 192.168.3.194 | [6 empty] | 192.168.4.194 | [6 empty] | 192.168.5.194
192.168.1.195 | [7 empty] | 192.168.2.195 | [6 empty] | 192.168.3.195 | [6 empty] | 192.168.4.195 | [6 empty] | 192.168.5.195
192.168.1.196 | [7 empty] | 192.168.2.196 | [6 empty] | 192.168.3.196 | [6 empty] | 192.168.4.196 | [6 empty] | 192.168.5.196
192.168.1.197 | [7 empty] | 192.168.2.197 | [6 empty] | 192.168.3.197 | [6 empty] | 192.168.4.197 | [6 empty] | 192.168.5.197
192.168.1.198 | [7 empty] | 192.168.2.198 | [6 empty] | 192.168.3.198 | [6 empty] | 192.168.4.198 | [6 empty] | 192.168.5.198
192.168.1.199 | [7 empty] | 192.168.2.199 | [6 empty] | 192.168.3.199 | [6 empty] | 192.168.4.199 | [6 empty] | 192.168.5.199
192.168.1.200 | [7 empty] | 192.168.2.200 | [6 empty] | 192.168.3.200 | [6 empty] | 192.168.4.200 | [6 empty] | 192.168.5.200
192.168.1.201 | [7 empty] | 192.168.2.201 | [6 empty] | 192.168.3.201 | [6 empty] | 192.168.4.201 | [6 empty] | 192.168.5.201
192.168.1.202 | [7 empty] | 192.168.2.202 | [6 empty] | 192.168.3.202 | [6 empty] | 192.168.4.202 | [6 empty] | 192.168.5.202
192.168.1.203 | [7 empty] | 192.168.2.203 | [6 empty] | 192.168.3.203 | [6 empty] | 192.168.4.203 | [6 empty] | 192.168.5.203
192.168.1.204 | [7 empty] | 192.168.2.204 | [6 empty] | 192.168.3.204 | [6 empty] | 192.168.4.204 | [6 empty] | 192.168.5.204
192.168.1.205 | [7 empty] | 192.168.2.205 | [6 empty] | 192.168.3.205 | [6 empty] | 192.168.4.205 | [6 empty] | 192.168.5.205
192.168.1.206 | [7 empty] | 192.168.2.206 | [6 empty] | 192.168.3.206 | [6 empty] | 192.168.4.206 | [6 empty] | 192.168.5.206
192.168.1.207 | [7 empty] | 192.168.2.207 | [6 empty] | 192.168.3.207 | [6 empty] | 192.168.4.207 | [6 empty] | 192.168.5.207
192.168.1.208 | [7 empty] | 192.168.2.208 | [6 empty] | 192.168.3.208 | [6 empty] | 192.168.4.208 | [6 empty] | 192.168.5.208
192.168.1.209 | [7 empty] | 192.168.2.209 | [6 empty] | 192.168.3.209 | [6 empty] | 192.168.4.209 | [6 empty] | 192.168.5.209
192.168.1.210 | [7 empty] | 192.168.2.210 | [6 empty] | 192.168.3.210 | [6 empty] | 192.168.4.210 | [6 empty] | 192.168.5.210
192.168.1.211 | [7 empty] | 192.168.2.211 | [6 empty] | 192.168.3.211 | [6 empty] | 192.168.4.211 | [6 empty] | 192.168.5.211
192.168.1.212 | [7 empty] | 192.168.2.212 | [6 empty] | 192.168.3.212 | [6 empty] | 192.168.4.212 | [6 empty] | 192.168.5.212
192.168.1.213 | [7 empty] | 192.168.2.213 | [6 empty] | 192.168.3.213 | [6 empty] | 192.168.4.213 | [6 empty] | 192.168.5.213
192.168.1.214 | [7 empty] | 192.168.2.214 | [6 empty] | 192.168.3.214 | [6 empty] | 192.168.4.214 | [6 empty] | 192.168.5.214
192.168.1.215 | [7 empty] | 192.168.2.215 | [6 empty] | 192.168.3.215 | [6 empty] | 192.168.4.215 | [6 empty] | 192.168.5.215
192.168.1.216 | [7 empty] | 192.168.2.216 | [6 empty] | 192.168.3.216 | [6 empty] | 192.168.4.216 | [6 empty] | 192.168.5.216
192.168.1.217 | [7 empty] | 192.168.2.217 | [6 empty] | 192.168.3.217 | [6 empty] | 192.168.4.217 | [6 empty] | 192.168.5.217
192.168.1.218 | [7 empty] | 192.168.2.218 | [6 empty] | 192.168.3.218 | [6 empty] | 192.168.4.218 | [6 empty] | 192.168.5.218
192.168.1.219 | [7 empty] | 192.168.2.219 | [6 empty] | 192.168.3.219 | [6 empty] | 192.168.4.219 | [6 empty] | 192.168.5.219
192.168.1.220 | [7 empty] | 192.168.2.220 | [6 empty] | 192.168.3.220 | [6 empty] | 192.168.4.220 | [6 empty] | 192.168.5.220
192.168.1.221 | [7 empty] | 192.168.2.221 | [6 empty] | 192.168.3.221 | [6 empty] | 192.168.4.221 | [6 empty] | 192.168.5.221
192.168.1.222 | [7 empty] | 192.168.2.222 | [6 empty] | 192.168.3.222 | [6 empty] | 192.168.4.222 | [6 empty] | 192.168.5.222
192.168.1.223 | [7 empty] | 192.168.2.223 | [6 empty] | 192.168.3.223 | [6 empty] | 192.168.4.223 | [6 empty] | 192.168.5.223
192.168.1.224 | [7 empty] | 192.168.2.224 | [6 empty] | 192.168.3.224 | [6 empty] | 192.168.4.224 | [6 empty] | 192.168.5.224
192.168.1.225 | [7 empty] | 192.168.2.225 | [6 empty] | 192.168.3.225 | [6 empty] | 192.168.4.225 | [6 empty] | 192.168.5.225
192.168.1.226 | [7 empty] | 192.168.2.226 | [6 empty] | 192.168.3.226 | [6 empty] | 192.168.4.226 | [6 empty] | 192.168.5.226
192.168.1.227 | [7 empty] | 192.168.2.227 | [6 empty] | 192.168.3.227 | [6 empty] | 192.168.4.227 | [6 empty] | 192.168.5.227
192.168.1.228 | [7 empty] | 192.168.2.228 | [6 empty] | 192.168.3.228 | [6 empty] | 192.168.4.228 | [6 empty] | 192.168.5.228
192.168.1.229 | [7 empty] | 192.168.2.229 | [6 empty] | 192.168.3.229 | [6 empty] | 192.168.4.229 | [6 empty] | 192.168.5.229
192.168.1.230 | [7 empty] | 192.168.2.230 | [6 empty] | 192.168.3.230 | [6 empty] | 192.168.4.230 | [6 empty] | 192.168.5.230
192.168.1.231 | [7 empty] | 192.168.2.231 | [6 empty] | 192.168.3.231 | [6 empty] | 192.168.4.231 | [6 empty] | 192.168.5.231
192.168.1.232 | [7 empty] | 192.168.2.232 | [6 empty] | 192.168.3.232 | [6 empty] | 192.168.4.232 | [6 empty] | 192.168.5.232
192.168.1.233 | [7 empty] | 192.168.2.233 | [6 empty] | 192.168.3.233 | [6 empty] | 192.168.4.233 | [6 empty] | 192.168.5.233
192.168.1.234 | [7 empty] | 192.168.2.234 | [6 empty] | 192.168.3.234 | [6 empty] | 192.168.4.234 | [6 empty] | 192.168.5.234
192.168.1.235 | [7 empty] | 192.168.2.235 | [6 empty] | 192.168.3.235 | [6 empty] | 192.168.4.235 | [6 empty] | 192.168.5.235
192.168.1.236 | [7 empty] | 192.168.2.236 | [6 empty] | 192.168.3.236 | [6 empty] | 192.168.4.236 | [6 empty] | 192.168.5.236
192.168.1.237 | [7 empty] | 192.168.2.237 | [6 empty] | 192.168.3.237 | [6 empty] | 192.168.4.237 | [6 empty] | 192.168.5.237
192.168.1.238 | [7 empty] | 192.168.2.238 | [6 empty] | 192.168.3.238 | [6 empty] | 192.168.4.238 | [6 empty] | 192.168.5.238
192.168.1.239 | [7 empty] | 192.168.2.239 | [6 empty] | 192.168.3.239 | [6 empty] | 192.168.4.239 | [6 empty] | 192.168.5.239
192.168.1.240 | [7 empty] | 192.168.2.240 | [6 empty] | 192.168.3.240 | [6 empty] | 192.168.4.240 | [6 empty] | 192.168.5.240
192.168.1.241 | [7 empty] | 192.168.2.241 | [6 empty] | 192.168.3.241 | [6 empty] | 192.168.4.241 | [6 empty] | 192.168.5.241
192.168.1.242 | [7 empty] | 192.168.2.242 | [6 empty] | 192.168.3.242 | [6 empty] | 192.168.4.242 | [6 empty] | 192.168.5.242
192.168.1.243 | [7 empty] | 192.168.2.243 | [6 empty] | 192.168.3.243 | [6 empty] | 192.168.4.243 | [6 empty] | 192.168.5.243
192.168.1.244 | [7 empty] | 192.168.2.244 | [6 empty] | 192.168.3.244 | [6 empty] | 192.168.4.244 | [6 empty] | 192.168.5.244
192.168.1.245 | [7 empty] | 192.168.2.245 | [6 empty] | 192.168.3.245 | [6 empty] | 192.168.4.245 | [6 empty] | 192.168.5.245
192.168.1.246 | [7 empty] | 192.168.2.246 | [6 empty] | 192.168.3.246 | [6 empty] | 192.168.4.246 | [6 empty] | 192.168.5.246
192.168.1.247 | [7 empty] | 192.168.2.247 | [6 empty] | 192.168.3.247 | [6 empty] | 192.168.4.247 | [6 empty] | 192.168.5.247
192.168.1.248 | [7 empty] | 192.168.2.248 | [6 empty] | 192.168.3.248 | [6 empty] | 192.168.4.248 | [6 empty] | 192.168.5.248
192.168.1.249 | [7 empty] | 192.168.2.249 | [6 empty] | 192.168.3.249 | [6 empty] | 192.168.4.249 | [6 empty] | 192.168.5.249
192.168.1.250 | [7 empty] | 192.168.2.250 | [6 empty] | 192.168.3.250 | [6 empty] | 192.168.4.250 | [6 empty] | 192.168.5.250
192.168.1.251 | [7 empty] | 192.168.2.251 | [6 empty] | 192.168.3.251 | [6 empty] | 192.168.4.251 | [6 empty] | 192.168.5.251
192.168.1.252 | [7 empty] | 192.168.2.252 | [6 empty] | 192.168.3.252 | [6 empty] | 192.168.4.252 | [6 empty] | 192.168.5.252
192.168.1.253 | [7 empty] | 192.168.2.253 | [6 empty] | 192.168.3.253 | [6 empty] | 192.168.4.253 | [6 empty] | 192.168.5.253
192.168.1.254 | [7 empty] | 192.168.2.254 | [6 empty] | 192.168.3.254 | [6 empty] | 192.168.4.254 | [6 empty] | 192.168.5.254
192.168.1.255 | [7 empty] | 192.168.2.255 | [6 empty] | 192.168.3.255 | [6 empty] | 192.168.4.255 | [6 empty] | 192.168.5.255
IP address allocation rules
For PLC IP address 192.168.100.1
⇓
IP address below PLC 192.168.1.※※

## Local(GA)
IP address ledger - for lower level (PLC and below)≫Class C
Upper address registration line name : |  |  |  | Upper IP address : 192.168.100.1 ~ 99
Usable IP address range : 192.168.1.1 to 192.168.99.255
192.168.1.※※ | [7 empty] | 192.168.2.※※ | [6 empty] | 192.168.3.※※ | [6 empty] | 192.168.4.※※ | [6 empty] | 192.168.5.※※
IP Address | PC Port (Other node port no.) | Machine | Equipment | Manufacturing | PLC Type | Machine no. | Remarks | IP Address | PC Port (Other node port no.) | Machine | Manufacturing | PLC Type | Machine no. | Remarks | IP Address | PC Port (Other node port no.) | Machine | Manufacturing | PLC Type | Machine no. | Remarks | IP Address | PC Port (Other node port no.) | Machine | Manufacturing | PLC Type | Machine no. | Remarks | IP Address | PC Port (Other node port no.) | Machine | Manufacturing | PLC Type | Machine no. | Remarks
192.168.1.0 | [7 empty] | 192.168.2.0 | [6 empty] | 192.168.3.0 | [6 empty] | 192.168.4.0 | [6 empty] | 192.168.5.0
192.168.1.1 |  |  | PLC |  |  |  |  | 192.168.2.1 | [6 empty] | 192.168.3.1 | [6 empty] | 192.168.4.1 | [6 empty] | 192.168.5.1
192.168.1.2 |  |  | Touch Panel 1 |  |  |  |  | 192.168.2.2 | [6 empty] | 192.168.3.2 | [6 empty] | 192.168.4.2 | [6 empty] | 192.168.5.2
192.168.1.3 |  |  | Touch Panel 2 (Spare) |  |  |  |  | 192.168.2.3 | [6 empty] | 192.168.3.3 | [6 empty] | 192.168.4.3 | [6 empty] | 192.168.5.3
192.168.1.4 |  |  | Touch Panel 3 (Spare) |  |  |  |  | 192.168.2.4 | [6 empty] | 192.168.3.4 | [6 empty] | 192.168.4.4 | [6 empty] | 192.168.5.4
192.168.1.5 |  |  | Touch Panel 4 (Spare) |  |  |  |  | 192.168.2.5 | [6 empty] | 192.168.3.5 | [6 empty] | 192.168.4.5 | [6 empty] | 192.168.5.5
192.168.1.6 |  |  | Touch Panel 5 (Spare) |  |  |  |  | 192.168.2.6 | [6 empty] | 192.168.3.6 | [6 empty] | 192.168.4.6 | [6 empty] | 192.168.5.6
192.168.1.7 |  |  | Solinoid Value 1 |  |  |  |  | 192.168.2.7 | [6 empty] | 192.168.3.7 | [6 empty] | 192.168.4.7 | [6 empty] | 192.168.5.7
192.168.1.8 |  |  | Solinoid Value 2 (Spare) |  |  |  |  | 192.168.2.8 | [6 empty] | 192.168.3.8 | [6 empty] | 192.168.4.8 | [6 empty] | 192.168.5.8
192.168.1.9 |  |  | Solinoid Value 3 (Spare) |  |  |  |  | 192.168.2.9 | [6 empty] | 192.168.3.9 | [6 empty] | 192.168.4.9 | [6 empty] | 192.168.5.9
192.168.1.10 |  |  | Solinoid Value 4 (Spare) |  |  |  |  | 192.168.2.10 | [6 empty] | 192.168.3.10 | [6 empty] | 192.168.4.10 | [6 empty] | 192.168.5.10
192.168.1.11 |  |  | Solinoid Value 5 (Spare) |  |  |  |  | 192.168.2.11 | [6 empty] | 192.168.3.11 | [6 empty] | 192.168.4.11 | [6 empty] | 192.168.5.11
192.168.1.12 |  |  | DMC Laser Marking 1 |  |  |  |  | 192.168.2.12 | [6 empty] | 192.168.3.12 | [6 empty] | 192.168.4.12 | [6 empty] | 192.168.5.12
192.168.1.13 |  |  | DMC Laser Marking 2 (Spare) |  |  |  |  | 192.168.2.13 | [6 empty] | 192.168.3.13 | [6 empty] | 192.168.4.13 | [6 empty] | 192.168.5.13
192.168.1.14 |  |  | Vision Sensor 1 |  |  |  |  | 192.168.2.14 | [6 empty] | 192.168.3.14 | [6 empty] | 192.168.4.14 | [6 empty] | 192.168.5.14
192.168.1.15 |  |  | Vision Sensor 2 (Spare) |  |  |  |  | 192.168.2.15 | [6 empty] | 192.168.3.15 | [6 empty] | 192.168.4.15 | [6 empty] | 192.168.5.15
192.168.1.16 |  |  | Vision Sensor 3 (Spare) |  |  |  |  | 192.168.2.16 | [6 empty] | 192.168.3.16 | [6 empty] | 192.168.4.16 | [6 empty] | 192.168.5.16
192.168.1.17 |  |  | Vision Sensor 4 (Spare) |  |  |  |  | 192.168.2.17 | [6 empty] | 192.168.3.17 | [6 empty] | 192.168.4.17 | [6 empty] | 192.168.5.17
192.168.1.18 |  |  | Vision Sensor 5 (Spare) |  |  |  |  | 192.168.2.18 | [6 empty] | 192.168.3.18 | [6 empty] | 192.168.4.18 | [6 empty] | 192.168.5.18
192.168.1.19 |  |  | IAI 1 |  |  |  |  | 192.168.2.19 | [6 empty] | 192.168.3.19 | [6 empty] | 192.168.4.19 | [6 empty] | 192.168.5.19
192.168.1.20 |  |  | IAI 2 (Spare) |  |  |  |  | 192.168.2.20 | [6 empty] | 192.168.3.20 | [6 empty] | 192.168.4.20 | [6 empty] | 192.168.5.20
192.168.1.21 |  |  | IAI 3 (Spare) |  |  |  |  | 192.168.2.21 | [6 empty] | 192.168.3.21 | [6 empty] | 192.168.4.21 | [6 empty] | 192.168.5.21
192.168.1.22 |  |  | IAI 4 (Spare) |  |  |  |  | 192.168.2.22 | [6 empty] | 192.168.3.22 | [6 empty] | 192.168.4.22 | [6 empty] | 192.168.5.22
192.168.1.23 |  |  | IAI 5 (Spare) |  |  |  |  | 192.168.2.23 | [6 empty] | 192.168.3.23 | [6 empty] | 192.168.4.23 | [6 empty] | 192.168.5.23
192.168.1.24 |  |  | ESTIC 1 |  |  |  |  | 192.168.2.24 | [6 empty] | 192.168.3.24 | [6 empty] | 192.168.4.24 | [6 empty] | 192.168.5.24
192.168.1.25 |  |  | ESTIC 2 (Spare) |  |  |  |  | 192.168.2.25 | [6 empty] | 192.168.3.25 | [6 empty] | 192.168.4.25 | [6 empty] | 192.168.5.25
192.168.1.26 |  |  | ESTIC 3 (Spare) |  |  |  |  | 192.168.2.26 | [6 empty] | 192.168.3.26 | [6 empty] | 192.168.4.26 | [6 empty] | 192.168.5.26
192.168.1.27 |  |  | ESTIC 4 (Spare) |  |  |  |  | 192.168.2.27 | [6 empty] | 192.168.3.27 | [6 empty] | 192.168.4.27 | [6 empty] | 192.168.5.27
192.168.1.28 |  |  | ESTIC 5 (Spare) |  |  |  |  | 192.168.2.28 | [6 empty] | 192.168.3.28 | [6 empty] | 192.168.4.28 | [6 empty] | 192.168.5.28
192.168.1.29 |  |  | Linear Gauge 1 |  |  |  |  | 192.168.2.29 | [6 empty] | 192.168.3.29 | [6 empty] | 192.168.4.29 | [6 empty] | 192.168.5.29
192.168.1.30 |  |  | Linear Gauge 2 (Spare) |  |  |  |  | 192.168.2.30 | [6 empty] | 192.168.3.30 | [6 empty] | 192.168.4.30 | [6 empty] | 192.168.5.30
192.168.1.31 |  |  | Linear Gauge 3 (Spare) |  |  |  |  | 192.168.2.31 | [6 empty] | 192.168.3.31 | [6 empty] | 192.168.4.31 | [6 empty] | 192.168.5.31
192.168.1.32 |  |  | Linear Gauge 4 (Spare) |  |  |  |  | 192.168.2.32 | [6 empty] | 192.168.3.32 | [6 empty] | 192.168.4.32 | [6 empty] | 192.168.5.32
192.168.1.33 |  |  | Linear Gauge 5 (Spare) |  |  |  |  | 192.168.2.33 | [6 empty] | 192.168.3.33 | [6 empty] | 192.168.4.33 | [6 empty] | 192.168.5.33
192.168.1.34 | [7 empty] | 192.168.2.34 | [6 empty] | 192.168.3.34 | [6 empty] | 192.168.4.34 | [6 empty] | 192.168.5.34
192.168.1.35 | [7 empty] | 192.168.2.35 | [6 empty] | 192.168.3.35 | [6 empty] | 192.168.4.35 | [6 empty] | 192.168.5.35
192.168.1.36 | [7 empty] | 192.168.2.36 | [6 empty] | 192.168.3.36 | [6 empty] | 192.168.4.36 | [6 empty] | 192.168.5.36
192.168.1.37 | [7 empty] | 192.168.2.37 | [6 empty] | 192.168.3.37 | [6 empty] | 192.168.4.37 | [6 empty] | 192.168.5.37
192.168.1.38 | [7 empty] | 192.168.2.38 | [6 empty] | 192.168.3.38 | [6 empty] | 192.168.4.38 | [6 empty] | 192.168.5.38
192.168.1.39 | [7 empty] | 192.168.2.39 | [6 empty] | 192.168.3.39 | [6 empty] | 192.168.4.39 | [6 empty] | 192.168.5.39
192.168.1.40 | [7 empty] | 192.168.2.40 | [6 empty] | 192.168.3.40 | [6 empty] | 192.168.4.40 | [6 empty] | 192.168.5.40
192.168.1.41 | [7 empty] | 192.168.2.41 | [6 empty] | 192.168.3.41 | [6 empty] | 192.168.4.41 | [6 empty] | 192.168.5.41
192.168.1.42 | [7 empty] | 192.168.2.42 | [6 empty] | 192.168.3.42 | [6 empty] | 192.168.4.42 | [6 empty] | 192.168.5.42
192.168.1.43 | [7 empty] | 192.168.2.43 | [6 empty] | 192.168.3.43 | [6 empty] | 192.168.4.43 | [6 empty] | 192.168.5.43
192.168.1.44 | [7 empty] | 192.168.2.44 | [6 empty] | 192.168.3.44 | [6 empty] | 192.168.4.44 | [6 empty] | 192.168.5.44
192.168.1.45 | [7 empty] | 192.168.2.45 | [6 empty] | 192.168.3.45 | [6 empty] | 192.168.4.45 | [6 empty] | 192.168.5.45
192.168.1.46 | [7 empty] | 192.168.2.46 | [6 empty] | 192.168.3.46 | [6 empty] | 192.168.4.46 | [6 empty] | 192.168.5.46
192.168.1.47 | [7 empty] | 192.168.2.47 | [6 empty] | 192.168.3.47 | [6 empty] | 192.168.4.47 | [6 empty] | 192.168.5.47
192.168.1.48 | [7 empty] | 192.168.2.48 | [6 empty] | 192.168.3.48 | [6 empty] | 192.168.4.48 | [6 empty] | 192.168.5.48
192.168.1.49 | [7 empty] | 192.168.2.49 | [6 empty] | 192.168.3.49 | [6 empty] | 192.168.4.49 | [6 empty] | 192.168.5.49
192.168.1.50 | [7 empty] | 192.168.2.50 | [6 empty] | 192.168.3.50 | [6 empty] | 192.168.4.50 | [6 empty] | 192.168.5.50
192.168.1.51 | [7 empty] | 192.168.2.51 | [6 empty] | 192.168.3.51 | [6 empty] | 192.168.4.51 | [6 empty] | 192.168.5.51
192.168.1.52 | [7 empty] | 192.168.2.52 | [6 empty] | 192.168.3.52 | [6 empty] | 192.168.4.52 | [6 empty] | 192.168.5.52
192.168.1.53 | [7 empty] | 192.168.2.53 | [6 empty] | 192.168.3.53 | [6 empty] | 192.168.4.53 | [6 empty] | 192.168.5.53
192.168.1.54 | [7 empty] | 192.168.2.54 | [6 empty] | 192.168.3.54 | [6 empty] | 192.168.4.54 | [6 empty] | 192.168.5.54
192.168.1.55 | [7 empty] | 192.168.2.55 | [6 empty] | 192.168.3.55 | [6 empty] | 192.168.4.55 | [6 empty] | 192.168.5.55
192.168.1.56 | [7 empty] | 192.168.2.56 | [6 empty] | 192.168.3.56 | [6 empty] | 192.168.4.56 | [6 empty] | 192.168.5.56
192.168.1.57 | [7 empty] | 192.168.2.57 | [6 empty] | 192.168.3.57 | [6 empty] | 192.168.4.57 | [6 empty] | 192.168.5.57
192.168.1.58 | [7 empty] | 192.168.2.58 | [6 empty] | 192.168.3.58 | [6 empty] | 192.168.4.58 | [6 empty] | 192.168.5.58
192.168.1.59 | [7 empty] | 192.168.2.59 | [6 empty] | 192.168.3.59 | [6 empty] | 192.168.4.59 | [6 empty] | 192.168.5.59
192.168.1.60 | [7 empty] | 192.168.2.60 | [6 empty] | 192.168.3.60 | [6 empty] | 192.168.4.60 | [6 empty] | 192.168.5.60
192.168.1.61 | [7 empty] | 192.168.2.61 | [6 empty] | 192.168.3.61 | [6 empty] | 192.168.4.61 | [6 empty] | 192.168.5.61
192.168.1.62 | [7 empty] | 192.168.2.62 | [6 empty] | 192.168.3.62 | [6 empty] | 192.168.4.62 | [6 empty] | 192.168.5.62
192.168.1.63 | [7 empty] | 192.168.2.63 | [6 empty] | 192.168.3.63 | [6 empty] | 192.168.4.63 | [6 empty] | 192.168.5.63
192.168.1.64 | [7 empty] | 192.168.2.64 | [6 empty] | 192.168.3.64 | [6 empty] | 192.168.4.64 | [6 empty] | 192.168.5.64
192.168.1.65 | [7 empty] | 192.168.2.65 | [6 empty] | 192.168.3.65 | [6 empty] | 192.168.4.65 | [6 empty] | 192.168.5.65
192.168.1.66 | [7 empty] | 192.168.2.66 | [6 empty] | 192.168.3.66 | [6 empty] | 192.168.4.66 | [6 empty] | 192.168.5.66
192.168.1.67 | [7 empty] | 192.168.2.67 | [6 empty] | 192.168.3.67 | [6 empty] | 192.168.4.67 | [6 empty] | 192.168.5.67
192.168.1.68 | [7 empty] | 192.168.2.68 | [6 empty] | 192.168.3.68 | [6 empty] | 192.168.4.68 | [6 empty] | 192.168.5.68
192.168.1.69 | [7 empty] | 192.168.2.69 | [6 empty] | 192.168.3.69 | [6 empty] | 192.168.4.69 | [6 empty] | 192.168.5.69
192.168.1.70 | [7 empty] | 192.168.2.70 | [6 empty] | 192.168.3.70 | [6 empty] | 192.168.4.70 | [6 empty] | 192.168.5.70
192.168.1.71 | [7 empty] | 192.168.2.71 | [6 empty] | 192.168.3.71 | [6 empty] | 192.168.4.71 | [6 empty] | 192.168.5.71
192.168.1.72 | [7 empty] | 192.168.2.72 | [6 empty] | 192.168.3.72 | [6 empty] | 192.168.4.72 | [6 empty] | 192.168.5.72
192.168.1.73 | [7 empty] | 192.168.2.73 | [6 empty] | 192.168.3.73 | [6 empty] | 192.168.4.73 | [6 empty] | 192.168.5.73
192.168.1.74 | [7 empty] | 192.168.2.74 | [6 empty] | 192.168.3.74 | [6 empty] | 192.168.4.74 | [6 empty] | 192.168.5.74
192.168.1.75 | [7 empty] | 192.168.2.75 | [6 empty] | 192.168.3.75 | [6 empty] | 192.168.4.75 | [6 empty] | 192.168.5.75
192.168.1.76 | [7 empty] | 192.168.2.76 | [6 empty] | 192.168.3.76 | [6 empty] | 192.168.4.76 | [6 empty] | 192.168.5.76
192.168.1.77 | [7 empty] | 192.168.2.77 | [6 empty] | 192.168.3.77 | [6 empty] | 192.168.4.77 | [6 empty] | 192.168.5.77
192.168.1.78 | [7 empty] | 192.168.2.78 | [6 empty] | 192.168.3.78 | [6 empty] | 192.168.4.78 | [6 empty] | 192.168.5.78
192.168.1.79 | [7 empty] | 192.168.2.79 | [6 empty] | 192.168.3.79 | [6 empty] | 192.168.4.79 | [6 empty] | 192.168.5.79
192.168.1.80 | [7 empty] | 192.168.2.80 | [6 empty] | 192.168.3.80 | [6 empty] | 192.168.4.80 | [6 empty] | 192.168.5.80
192.168.1.81 | [7 empty] | 192.168.2.81 | [6 empty] | 192.168.3.81 | [6 empty] | 192.168.4.81 | [6 empty] | 192.168.5.81
192.168.1.82 | [7 empty] | 192.168.2.82 | [6 empty] | 192.168.3.82 | [6 empty] | 192.168.4.82 | [6 empty] | 192.168.5.82
192.168.1.83 | [7 empty] | 192.168.2.83 | [6 empty] | 192.168.3.83 | [6 empty] | 192.168.4.83 | [6 empty] | 192.168.5.83
192.168.1.84 | [7 empty] | 192.168.2.84 | [6 empty] | 192.168.3.84 | [6 empty] | 192.168.4.84 | [6 empty] | 192.168.5.84
192.168.1.85 | [7 empty] | 192.168.2.85 | [6 empty] | 192.168.3.85 | [6 empty] | 192.168.4.85 | [6 empty] | 192.168.5.85
192.168.1.86 | [7 empty] | 192.168.2.86 | [6 empty] | 192.168.3.86 | [6 empty] | 192.168.4.86 | [6 empty] | 192.168.5.86
192.168.1.87 | [7 empty] | 192.168.2.87 | [6 empty] | 192.168.3.87 | [6 empty] | 192.168.4.87 | [6 empty] | 192.168.5.87
192.168.1.88 | [7 empty] | 192.168.2.88 | [6 empty] | 192.168.3.88 | [6 empty] | 192.168.4.88 | [6 empty] | 192.168.5.88
192.168.1.89 | [7 empty] | 192.168.2.89 | [6 empty] | 192.168.3.89 | [6 empty] | 192.168.4.89 | [6 empty] | 192.168.5.89
192.168.1.90 | [7 empty] | 192.168.2.90 | [6 empty] | 192.168.3.90 | [6 empty] | 192.168.4.90 | [6 empty] | 192.168.5.90
192.168.1.91 | [7 empty] | 192.168.2.91 | [6 empty] | 192.168.3.91 | [6 empty] | 192.168.4.91 | [6 empty] | 192.168.5.91
192.168.1.92 | [7 empty] | 192.168.2.92 | [6 empty] | 192.168.3.92 | [6 empty] | 192.168.4.92 | [6 empty] | 192.168.5.92
192.168.1.93 | [7 empty] | 192.168.2.93 | [6 empty] | 192.168.3.93 | [6 empty] | 192.168.4.93 | [6 empty] | 192.168.5.93
192.168.1.94 | [7 empty] | 192.168.2.94 | [6 empty] | 192.168.3.94 | [6 empty] | 192.168.4.94 | [6 empty] | 192.168.5.94
192.168.1.95 | [7 empty] | 192.168.2.95 | [6 empty] | 192.168.3.95 | [6 empty] | 192.168.4.95 | [6 empty] | 192.168.5.95
192.168.1.96 | [7 empty] | 192.168.2.96 | [6 empty] | 192.168.3.96 | [6 empty] | 192.168.4.96 | [6 empty] | 192.168.5.96
192.168.1.97 | [7 empty] | 192.168.2.97 | [6 empty] | 192.168.3.97 | [6 empty] | 192.168.4.97 | [6 empty] | 192.168.5.97
192.168.1.98 | [7 empty] | 192.168.2.98 | [6 empty] | 192.168.3.98 | [6 empty] | 192.168.4.98 | [6 empty] | 192.168.5.98
192.168.1.99 | [7 empty] | 192.168.2.99 | [6 empty] | 192.168.3.99 | [6 empty] | 192.168.4.99 | [6 empty] | 192.168.5.99
192.168.1.100 | [7 empty] | 192.168.2.100 | [6 empty] | 192.168.3.100 | [6 empty] | 192.168.4.100 | [6 empty] | 192.168.5.100
192.168.1.101 | [7 empty] | 192.168.2.101 | [6 empty] | 192.168.3.101 | [6 empty] | 192.168.4.101 | [6 empty] | 192.168.5.101
192.168.1.102 | [7 empty] | 192.168.2.102 | [6 empty] | 192.168.3.102 | [6 empty] | 192.168.4.102 | [6 empty] | 192.168.5.102
192.168.1.103 | [7 empty] | 192.168.2.103 | [6 empty] | 192.168.3.103 | [6 empty] | 192.168.4.103 | [6 empty] | 192.168.5.103
192.168.1.104 | [7 empty] | 192.168.2.104 | [6 empty] | 192.168.3.104 | [6 empty] | 192.168.4.104 | [6 empty] | 192.168.5.104
192.168.1.105 | [7 empty] | 192.168.2.105 | [6 empty] | 192.168.3.105 | [6 empty] | 192.168.4.105 | [6 empty] | 192.168.5.105
192.168.1.106 | [7 empty] | 192.168.2.106 | [6 empty] | 192.168.3.106 | [6 empty] | 192.168.4.106 | [6 empty] | 192.168.5.106
192.168.1.107 | [7 empty] | 192.168.2.107 | [6 empty] | 192.168.3.107 | [6 empty] | 192.168.4.107 | [6 empty] | 192.168.5.107
192.168.1.108 | [7 empty] | 192.168.2.108 | [6 empty] | 192.168.3.108 | [6 empty] | 192.168.4.108 | [6 empty] | 192.168.5.108
192.168.1.109 | [7 empty] | 192.168.2.109 | [6 empty] | 192.168.3.109 | [6 empty] | 192.168.4.109 | [6 empty] | 192.168.5.109
192.168.1.110 | [7 empty] | 192.168.2.110 | [6 empty] | 192.168.3.110 | [6 empty] | 192.168.4.110 | [6 empty] | 192.168.5.110
192.168.1.111 | [7 empty] | 192.168.2.111 | [6 empty] | 192.168.3.111 | [6 empty] | 192.168.4.111 | [6 empty] | 192.168.5.111
192.168.1.112 | [7 empty] | 192.168.2.112 | [6 empty] | 192.168.3.112 | [6 empty] | 192.168.4.112 | [6 empty] | 192.168.5.112
192.168.1.113 | [7 empty] | 192.168.2.113 | [6 empty] | 192.168.3.113 | [6 empty] | 192.168.4.113 | [6 empty] | 192.168.5.113
192.168.1.114 | [7 empty] | 192.168.2.114 | [6 empty] | 192.168.3.114 | [6 empty] | 192.168.4.114 | [6 empty] | 192.168.5.114
192.168.1.115 | [7 empty] | 192.168.2.115 | [6 empty] | 192.168.3.115 | [6 empty] | 192.168.4.115 | [6 empty] | 192.168.5.115
192.168.1.116 | [7 empty] | 192.168.2.116 | [6 empty] | 192.168.3.116 | [6 empty] | 192.168.4.116 | [6 empty] | 192.168.5.116
192.168.1.117 | [7 empty] | 192.168.2.117 | [6 empty] | 192.168.3.117 | [6 empty] | 192.168.4.117 | [6 empty] | 192.168.5.117
192.168.1.118 | [7 empty] | 192.168.2.118 | [6 empty] | 192.168.3.118 | [6 empty] | 192.168.4.118 | [6 empty] | 192.168.5.118
192.168.1.119 | [7 empty] | 192.168.2.119 | [6 empty] | 192.168.3.119 | [6 empty] | 192.168.4.119 | [6 empty] | 192.168.5.119
192.168.1.120 | [7 empty] | 192.168.2.120 | [6 empty] | 192.168.3.120 | [6 empty] | 192.168.4.120 | [6 empty] | 192.168.5.120
192.168.1.121 | [7 empty] | 192.168.2.121 | [6 empty] | 192.168.3.121 | [6 empty] | 192.168.4.121 | [6 empty] | 192.168.5.121
192.168.1.122 | [7 empty] | 192.168.2.122 | [6 empty] | 192.168.3.122 | [6 empty] | 192.168.4.122 | [6 empty] | 192.168.5.122
192.168.1.123 | [7 empty] | 192.168.2.123 | [6 empty] | 192.168.3.123 | [6 empty] | 192.168.4.123 | [6 empty] | 192.168.5.123
192.168.1.124 | [7 empty] | 192.168.2.124 | [6 empty] | 192.168.3.124 | [6 empty] | 192.168.4.124 | [6 empty] | 192.168.5.124
192.168.1.125 | [7 empty] | 192.168.2.125 | [6 empty] | 192.168.3.125 | [6 empty] | 192.168.4.125 | [6 empty] | 192.168.5.125
192.168.1.126 | [7 empty] | 192.168.2.126 | [6 empty] | 192.168.3.126 | [6 empty] | 192.168.4.126 | [6 empty] | 192.168.5.126
192.168.1.127 | [7 empty] | 192.168.2.127 | [6 empty] | 192.168.3.127 | [6 empty] | 192.168.4.127 | [6 empty] | 192.168.5.127
192.168.1.128 | [7 empty] | 192.168.2.128 | [6 empty] | 192.168.3.128 | [6 empty] | 192.168.4.128 | [6 empty] | 192.168.5.128
192.168.1.129 | [7 empty] | 192.168.2.129 | [6 empty] | 192.168.3.129 | [6 empty] | 192.168.4.129 | [6 empty] | 192.168.5.129
192.168.1.130 | [7 empty] | 192.168.2.130 | [6 empty] | 192.168.3.130 | [6 empty] | 192.168.4.130 | [6 empty] | 192.168.5.130
192.168.1.131 | [7 empty] | 192.168.2.131 | [6 empty] | 192.168.3.131 | [6 empty] | 192.168.4.131 | [6 empty] | 192.168.5.131
192.168.1.132 | [7 empty] | 192.168.2.132 | [6 empty] | 192.168.3.132 | [6 empty] | 192.168.4.132 | [6 empty] | 192.168.5.132
192.168.1.133 | [7 empty] | 192.168.2.133 | [6 empty] | 192.168.3.133 | [6 empty] | 192.168.4.133 | [6 empty] | 192.168.5.133
192.168.1.134 | [7 empty] | 192.168.2.134 | [6 empty] | 192.168.3.134 | [6 empty] | 192.168.4.134 | [6 empty] | 192.168.5.134
192.168.1.135 | [7 empty] | 192.168.2.135 | [6 empty] | 192.168.3.135 | [6 empty] | 192.168.4.135 | [6 empty] | 192.168.5.135
192.168.1.136 | [7 empty] | 192.168.2.136 | [6 empty] | 192.168.3.136 | [6 empty] | 192.168.4.136 | [6 empty] | 192.168.5.136
192.168.1.137 | [7 empty] | 192.168.2.137 | [6 empty] | 192.168.3.137 | [6 empty] | 192.168.4.137 | [6 empty] | 192.168.5.137
192.168.1.138 | [7 empty] | 192.168.2.138 | [6 empty] | 192.168.3.138 | [6 empty] | 192.168.4.138 | [6 empty] | 192.168.5.138
192.168.1.139 | [7 empty] | 192.168.2.139 | [6 empty] | 192.168.3.139 | [6 empty] | 192.168.4.139 | [6 empty] | 192.168.5.139
192.168.1.140 | [7 empty] | 192.168.2.140 | [6 empty] | 192.168.3.140 | [6 empty] | 192.168.4.140 | [6 empty] | 192.168.5.140
192.168.1.141 | [7 empty] | 192.168.2.141 | [6 empty] | 192.168.3.141 | [6 empty] | 192.168.4.141 | [6 empty] | 192.168.5.141
192.168.1.142 | [7 empty] | 192.168.2.142 | [6 empty] | 192.168.3.142 | [6 empty] | 192.168.4.142 | [6 empty] | 192.168.5.142
192.168.1.143 | [7 empty] | 192.168.2.143 | [6 empty] | 192.168.3.143 | [6 empty] | 192.168.4.143 | [6 empty] | 192.168.5.143
192.168.1.144 | [7 empty] | 192.168.2.144 | [6 empty] | 192.168.3.144 | [6 empty] | 192.168.4.144 | [6 empty] | 192.168.5.144
192.168.1.145 | [7 empty] | 192.168.2.145 | [6 empty] | 192.168.3.145 | [6 empty] | 192.168.4.145 | [6 empty] | 192.168.5.145
192.168.1.146 | [7 empty] | 192.168.2.146 | [6 empty] | 192.168.3.146 | [6 empty] | 192.168.4.146 | [6 empty] | 192.168.5.146
192.168.1.147 | [7 empty] | 192.168.2.147 | [6 empty] | 192.168.3.147 | [6 empty] | 192.168.4.147 | [6 empty] | 192.168.5.147
192.168.1.148 | [7 empty] | 192.168.2.148 | [6 empty] | 192.168.3.148 | [6 empty] | 192.168.4.148 | [6 empty] | 192.168.5.148
192.168.1.149 | [7 empty] | 192.168.2.149 | [6 empty] | 192.168.3.149 | [6 empty] | 192.168.4.149 | [6 empty] | 192.168.5.149
192.168.1.150 | [7 empty] | 192.168.2.150 | [6 empty] | 192.168.3.150 | [6 empty] | 192.168.4.150 | [6 empty] | 192.168.5.150
192.168.1.151 | [7 empty] | 192.168.2.151 | [6 empty] | 192.168.3.151 | [6 empty] | 192.168.4.151 | [6 empty] | 192.168.5.151
192.168.1.152 | [7 empty] | 192.168.2.152 | [6 empty] | 192.168.3.152 | [6 empty] | 192.168.4.152 | [6 empty] | 192.168.5.152
192.168.1.153 | [7 empty] | 192.168.2.153 | [6 empty] | 192.168.3.153 | [6 empty] | 192.168.4.153 | [6 empty] | 192.168.5.153
192.168.1.154 | [7 empty] | 192.168.2.154 | [6 empty] | 192.168.3.154 | [6 empty] | 192.168.4.154 | [6 empty] | 192.168.5.154
192.168.1.155 | [7 empty] | 192.168.2.155 | [6 empty] | 192.168.3.155 | [6 empty] | 192.168.4.155 | [6 empty] | 192.168.5.155
192.168.1.156 | [7 empty] | 192.168.2.156 | [6 empty] | 192.168.3.156 | [6 empty] | 192.168.4.156 | [6 empty] | 192.168.5.156
192.168.1.157 | [7 empty] | 192.168.2.157 | [6 empty] | 192.168.3.157 | [6 empty] | 192.168.4.157 | [6 empty] | 192.168.5.157
192.168.1.158 | [7 empty] | 192.168.2.158 | [6 empty] | 192.168.3.158 | [6 empty] | 192.168.4.158 | [6 empty] | 192.168.5.158
192.168.1.159 | [7 empty] | 192.168.2.159 | [6 empty] | 192.168.3.159 | [6 empty] | 192.168.4.159 | [6 empty] | 192.168.5.159
192.168.1.160 | [7 empty] | 192.168.2.160 | [6 empty] | 192.168.3.160 | [6 empty] | 192.168.4.160 | [6 empty] | 192.168.5.160
192.168.1.161 | [7 empty] | 192.168.2.161 | [6 empty] | 192.168.3.161 | [6 empty] | 192.168.4.161 | [6 empty] | 192.168.5.161
192.168.1.162 | [7 empty] | 192.168.2.162 | [6 empty] | 192.168.3.162 | [6 empty] | 192.168.4.162 | [6 empty] | 192.168.5.162
192.168.1.163 | [7 empty] | 192.168.2.163 | [6 empty] | 192.168.3.163 | [6 empty] | 192.168.4.163 | [6 empty] | 192.168.5.163
192.168.1.164 | [7 empty] | 192.168.2.164 | [6 empty] | 192.168.3.164 | [6 empty] | 192.168.4.164 | [6 empty] | 192.168.5.164
192.168.1.165 | [7 empty] | 192.168.2.165 | [6 empty] | 192.168.3.165 | [6 empty] | 192.168.4.165 | [6 empty] | 192.168.5.165
192.168.1.166 | [7 empty] | 192.168.2.166 | [6 empty] | 192.168.3.166 | [6 empty] | 192.168.4.166 | [6 empty] | 192.168.5.166
192.168.1.167 | [7 empty] | 192.168.2.167 | [6 empty] | 192.168.3.167 | [6 empty] | 192.168.4.167 | [6 empty] | 192.168.5.167
192.168.1.168 | [7 empty] | 192.168.2.168 | [6 empty] | 192.168.3.168 | [6 empty] | 192.168.4.168 | [6 empty] | 192.168.5.168
192.168.1.169 | [7 empty] | 192.168.2.169 | [6 empty] | 192.168.3.169 | [6 empty] | 192.168.4.169 | [6 empty] | 192.168.5.169
192.168.1.170 | [7 empty] | 192.168.2.170 | [6 empty] | 192.168.3.170 | [6 empty] | 192.168.4.170 | [6 empty] | 192.168.5.170
192.168.1.171 | [7 empty] | 192.168.2.171 | [6 empty] | 192.168.3.171 | [6 empty] | 192.168.4.171 | [6 empty] | 192.168.5.171
192.168.1.172 | [7 empty] | 192.168.2.172 | [6 empty] | 192.168.3.172 | [6 empty] | 192.168.4.172 | [6 empty] | 192.168.5.172
192.168.1.173 | [7 empty] | 192.168.2.173 | [6 empty] | 192.168.3.173 | [6 empty] | 192.168.4.173 | [6 empty] | 192.168.5.173
192.168.1.174 | [7 empty] | 192.168.2.174 | [6 empty] | 192.168.3.174 | [6 empty] | 192.168.4.174 | [6 empty] | 192.168.5.174
192.168.1.175 | [7 empty] | 192.168.2.175 | [6 empty] | 192.168.3.175 | [6 empty] | 192.168.4.175 | [6 empty] | 192.168.5.175
192.168.1.176 | [7 empty] | 192.168.2.176 | [6 empty] | 192.168.3.176 | [6 empty] | 192.168.4.176 | [6 empty] | 192.168.5.176
192.168.1.177 | [7 empty] | 192.168.2.177 | [6 empty] | 192.168.3.177 | [6 empty] | 192.168.4.177 | [6 empty] | 192.168.5.177
192.168.1.178 | [7 empty] | 192.168.2.178 | [6 empty] | 192.168.3.178 | [6 empty] | 192.168.4.178 | [6 empty] | 192.168.5.178
192.168.1.179 | [7 empty] | 192.168.2.179 | [6 empty] | 192.168.3.179 | [6 empty] | 192.168.4.179 | [6 empty] | 192.168.5.179
192.168.1.180 | [7 empty] | 192.168.2.180 | [6 empty] | 192.168.3.180 | [6 empty] | 192.168.4.180 | [6 empty] | 192.168.5.180
192.168.1.181 | [7 empty] | 192.168.2.181 | [6 empty] | 192.168.3.181 | [6 empty] | 192.168.4.181 | [6 empty] | 192.168.5.181
192.168.1.182 | [7 empty] | 192.168.2.182 | [6 empty] | 192.168.3.182 | [6 empty] | 192.168.4.182 | [6 empty] | 192.168.5.182
192.168.1.183 | [7 empty] | 192.168.2.183 | [6 empty] | 192.168.3.183 | [6 empty] | 192.168.4.183 | [6 empty] | 192.168.5.183
192.168.1.184 | [7 empty] | 192.168.2.184 | [6 empty] | 192.168.3.184 | [6 empty] | 192.168.4.184 | [6 empty] | 192.168.5.184
192.168.1.185 | [7 empty] | 192.168.2.185 | [6 empty] | 192.168.3.185 | [6 empty] | 192.168.4.185 | [6 empty] | 192.168.5.185
192.168.1.186 | [7 empty] | 192.168.2.186 | [6 empty] | 192.168.3.186 | [6 empty] | 192.168.4.186 | [6 empty] | 192.168.5.186
192.168.1.187 | [7 empty] | 192.168.2.187 | [6 empty] | 192.168.3.187 | [6 empty] | 192.168.4.187 | [6 empty] | 192.168.5.187
192.168.1.188 | [7 empty] | 192.168.2.188 | [6 empty] | 192.168.3.188 | [6 empty] | 192.168.4.188 | [6 empty] | 192.168.5.188
192.168.1.189 | [7 empty] | 192.168.2.189 | [6 empty] | 192.168.3.189 | [6 empty] | 192.168.4.189 | [6 empty] | 192.168.5.189
192.168.1.190 | [7 empty] | 192.168.2.190 | [6 empty] | 192.168.3.190 | [6 empty] | 192.168.4.190 | [6 empty] | 192.168.5.190
192.168.1.191 | [7 empty] | 192.168.2.191 | [6 empty] | 192.168.3.191 | [6 empty] | 192.168.4.191 | [6 empty] | 192.168.5.191
192.168.1.192 | [7 empty] | 192.168.2.192 | [6 empty] | 192.168.3.192 | [6 empty] | 192.168.4.192 | [6 empty] | 192.168.5.192
192.168.1.193 | [7 empty] | 192.168.2.193 | [6 empty] | 192.168.3.193 | [6 empty] | 192.168.4.193 | [6 empty] | 192.168.5.193
192.168.1.194 | [7 empty] | 192.168.2.194 | [6 empty] | 192.168.3.194 | [6 empty] | 192.168.4.194 | [6 empty] | 192.168.5.194
192.168.1.195 | [7 empty] | 192.168.2.195 | [6 empty] | 192.168.3.195 | [6 empty] | 192.168.4.195 | [6 empty] | 192.168.5.195
192.168.1.196 | [7 empty] | 192.168.2.196 | [6 empty] | 192.168.3.196 | [6 empty] | 192.168.4.196 | [6 empty] | 192.168.5.196
192.168.1.197 | [7 empty] | 192.168.2.197 | [6 empty] | 192.168.3.197 | [6 empty] | 192.168.4.197 | [6 empty] | 192.168.5.197
192.168.1.198 | [7 empty] | 192.168.2.198 | [6 empty] | 192.168.3.198 | [6 empty] | 192.168.4.198 | [6 empty] | 192.168.5.198
192.168.1.199 | [7 empty] | 192.168.2.199 | [6 empty] | 192.168.3.199 | [6 empty] | 192.168.4.199 | [6 empty] | 192.168.5.199
192.168.1.200 | [7 empty] | 192.168.2.200 | [6 empty] | 192.168.3.200 | [6 empty] | 192.168.4.200 | [6 empty] | 192.168.5.200
192.168.1.201 | [7 empty] | 192.168.2.201 | [6 empty] | 192.168.3.201 | [6 empty] | 192.168.4.201 | [6 empty] | 192.168.5.201
192.168.1.202 | [7 empty] | 192.168.2.202 | [6 empty] | 192.168.3.202 | [6 empty] | 192.168.4.202 | [6 empty] | 192.168.5.202
192.168.1.203 | [7 empty] | 192.168.2.203 | [6 empty] | 192.168.3.203 | [6 empty] | 192.168.4.203 | [6 empty] | 192.168.5.203
192.168.1.204 | [7 empty] | 192.168.2.204 | [6 empty] | 192.168.3.204 | [6 empty] | 192.168.4.204 | [6 empty] | 192.168.5.204
192.168.1.205 | [7 empty] | 192.168.2.205 | [6 empty] | 192.168.3.205 | [6 empty] | 192.168.4.205 | [6 empty] | 192.168.5.205
192.168.1.206 | [7 empty] | 192.168.2.206 | [6 empty] | 192.168.3.206 | [6 empty] | 192.168.4.206 | [6 empty] | 192.168.5.206
192.168.1.207 | [7 empty] | 192.168.2.207 | [6 empty] | 192.168.3.207 | [6 empty] | 192.168.4.207 | [6 empty] | 192.168.5.207
192.168.1.208 | [7 empty] | 192.168.2.208 | [6 empty] | 192.168.3.208 | [6 empty] | 192.168.4.208 | [6 empty] | 192.168.5.208
192.168.1.209 | [7 empty] | 192.168.2.209 | [6 empty] | 192.168.3.209 | [6 empty] | 192.168.4.209 | [6 empty] | 192.168.5.209
192.168.1.210 | [7 empty] | 192.168.2.210 | [6 empty] | 192.168.3.210 | [6 empty] | 192.168.4.210 | [6 empty] | 192.168.5.210
192.168.1.211 | [7 empty] | 192.168.2.211 | [6 empty] | 192.168.3.211 | [6 empty] | 192.168.4.211 | [6 empty] | 192.168.5.211
192.168.1.212 | [7 empty] | 192.168.2.212 | [6 empty] | 192.168.3.212 | [6 empty] | 192.168.4.212 | [6 empty] | 192.168.5.212
192.168.1.213 | [7 empty] | 192.168.2.213 | [6 empty] | 192.168.3.213 | [6 empty] | 192.168.4.213 | [6 empty] | 192.168.5.213
192.168.1.214 | [7 empty] | 192.168.2.214 | [6 empty] | 192.168.3.214 | [6 empty] | 192.168.4.214 | [6 empty] | 192.168.5.214
192.168.1.215 | [7 empty] | 192.168.2.215 | [6 empty] | 192.168.3.215 | [6 empty] | 192.168.4.215 | [6 empty] | 192.168.5.215
192.168.1.216 | [7 empty] | 192.168.2.216 | [6 empty] | 192.168.3.216 | [6 empty] | 192.168.4.216 | [6 empty] | 192.168.5.216
192.168.1.217 | [7 empty] | 192.168.2.217 | [6 empty] | 192.168.3.217 | [6 empty] | 192.168.4.217 | [6 empty] | 192.168.5.217
192.168.1.218 | [7 empty] | 192.168.2.218 | [6 empty] | 192.168.3.218 | [6 empty] | 192.168.4.218 | [6 empty] | 192.168.5.218
192.168.1.219 | [7 empty] | 192.168.2.219 | [6 empty] | 192.168.3.219 | [6 empty] | 192.168.4.219 | [6 empty] | 192.168.5.219
192.168.1.220 | [7 empty] | 192.168.2.220 | [6 empty] | 192.168.3.220 | [6 empty] | 192.168.4.220 | [6 empty] | 192.168.5.220
192.168.1.221 | [7 empty] | 192.168.2.221 | [6 empty] | 192.168.3.221 | [6 empty] | 192.168.4.221 | [6 empty] | 192.168.5.221
192.168.1.222 | [7 empty] | 192.168.2.222 | [6 empty] | 192.168.3.222 | [6 empty] | 192.168.4.222 | [6 empty] | 192.168.5.222
192.168.1.223 | [7 empty] | 192.168.2.223 | [6 empty] | 192.168.3.223 | [6 empty] | 192.168.4.223 | [6 empty] | 192.168.5.223
192.168.1.224 | [7 empty] | 192.168.2.224 | [6 empty] | 192.168.3.224 | [6 empty] | 192.168.4.224 | [6 empty] | 192.168.5.224
192.168.1.225 | [7 empty] | 192.168.2.225 | [6 empty] | 192.168.3.225 | [6 empty] | 192.168.4.225 | [6 empty] | 192.168.5.225
192.168.1.226 | [7 empty] | 192.168.2.226 | [6 empty] | 192.168.3.226 | [6 empty] | 192.168.4.226 | [6 empty] | 192.168.5.226
192.168.1.227 | [7 empty] | 192.168.2.227 | [6 empty] | 192.168.3.227 | [6 empty] | 192.168.4.227 | [6 empty] | 192.168.5.227
192.168.1.228 | [7 empty] | 192.168.2.228 | [6 empty] | 192.168.3.228 | [6 empty] | 192.168.4.228 | [6 empty] | 192.168.5.228
192.168.1.229 | [7 empty] | 192.168.2.229 | [6 empty] | 192.168.3.229 | [6 empty] | 192.168.4.229 | [6 empty] | 192.168.5.229
192.168.1.230 | [7 empty] | 192.168.2.230 | [6 empty] | 192.168.3.230 | [6 empty] | 192.168.4.230 | [6 empty] | 192.168.5.230
192.168.1.231 | [7 empty] | 192.168.2.231 | [6 empty] | 192.168.3.231 | [6 empty] | 192.168.4.231 | [6 empty] | 192.168.5.231
192.168.1.232 | [7 empty] | 192.168.2.232 | [6 empty] | 192.168.3.232 | [6 empty] | 192.168.4.232 | [6 empty] | 192.168.5.232
192.168.1.233 | [7 empty] | 192.168.2.233 | [6 empty] | 192.168.3.233 | [6 empty] | 192.168.4.233 | [6 empty] | 192.168.5.233
192.168.1.234 | [7 empty] | 192.168.2.234 | [6 empty] | 192.168.3.234 | [6 empty] | 192.168.4.234 | [6 empty] | 192.168.5.234
192.168.1.235 | [7 empty] | 192.168.2.235 | [6 empty] | 192.168.3.235 | [6 empty] | 192.168.4.235 | [6 empty] | 192.168.5.235
192.168.1.236 | [7 empty] | 192.168.2.236 | [6 empty] | 192.168.3.236 | [6 empty] | 192.168.4.236 | [6 empty] | 192.168.5.236
192.168.1.237 | [7 empty] | 192.168.2.237 | [6 empty] | 192.168.3.237 | [6 empty] | 192.168.4.237 | [6 empty] | 192.168.5.237
192.168.1.238 | [7 empty] | 192.168.2.238 | [6 empty] | 192.168.3.238 | [6 empty] | 192.168.4.238 | [6 empty] | 192.168.5.238
192.168.1.239 | [7 empty] | 192.168.2.239 | [6 empty] | 192.168.3.239 | [6 empty] | 192.168.4.239 | [6 empty] | 192.168.5.239
192.168.1.240 | [7 empty] | 192.168.2.240 | [6 empty] | 192.168.3.240 | [6 empty] | 192.168.4.240 | [6 empty] | 192.168.5.240
192.168.1.241 | [7 empty] | 192.168.2.241 | [6 empty] | 192.168.3.241 | [6 empty] | 192.168.4.241 | [6 empty] | 192.168.5.241
192.168.1.242 | [7 empty] | 192.168.2.242 | [6 empty] | 192.168.3.242 | [6 empty] | 192.168.4.242 | [6 empty] | 192.168.5.242
192.168.1.243 | [7 empty] | 192.168.2.243 | [6 empty] | 192.168.3.243 | [6 empty] | 192.168.4.243 | [6 empty] | 192.168.5.243
192.168.1.244 | [7 empty] | 192.168.2.244 | [6 empty] | 192.168.3.244 | [6 empty] | 192.168.4.244 | [6 empty] | 192.168.5.244
192.168.1.245 | [7 empty] | 192.168.2.245 | [6 empty] | 192.168.3.245 | [6 empty] | 192.168.4.245 | [6 empty] | 192.168.5.245
192.168.1.246 | [7 empty] | 192.168.2.246 | [6 empty] | 192.168.3.246 | [6 empty] | 192.168.4.246 | [6 empty] | 192.168.5.246
192.168.1.247 | [7 empty] | 192.168.2.247 | [6 empty] | 192.168.3.247 | [6 empty] | 192.168.4.247 | [6 empty] | 192.168.5.247
192.168.1.248 | [7 empty] | 192.168.2.248 | [6 empty] | 192.168.3.248 | [6 empty] | 192.168.4.248 | [6 empty] | 192.168.5.248
192.168.1.249 | [7 empty] | 192.168.2.249 | [6 empty] | 192.168.3.249 | [6 empty] | 192.168.4.249 | [6 empty] | 192.168.5.249
192.168.1.250 | [7 empty] | 192.168.2.250 | [6 empty] | 192.168.3.250 | [6 empty] | 192.168.4.250 | [6 empty] | 192.168.5.250
192.168.1.251 | [7 empty] | 192.168.2.251 | [6 empty] | 192.168.3.251 | [6 empty] | 192.168.4.251 | [6 empty] | 192.168.5.251
192.168.1.252 | [7 empty] | 192.168.2.252 | [6 empty] | 192.168.3.252 | [6 empty] | 192.168.4.252 | [6 empty] | 192.168.5.252
192.168.1.253 | [7 empty] | 192.168.2.253 | [6 empty] | 192.168.3.253 | [6 empty] | 192.168.4.253 | [6 empty] | 192.168.5.253
192.168.1.254 | [7 empty] | 192.168.2.254 | [6 empty] | 192.168.3.254 | [6 empty] | 192.168.4.254 | [6 empty] | 192.168.5.254
192.168.1.255 | [7 empty] | 192.168.2.255 | [6 empty] | 192.168.3.255 | [6 empty] | 192.168.4.255 | [6 empty] | 192.168.5.255
IP address allocation rules
For PLC IP address 192.168.100.1
⇓
IP address below PLC 192.168.1.※※

## Equipment
Equipment
No. | Part Name | Model (Brand) | Remarks
1 | Power Supply | NDR-240-48 (MOXA)
2 | Ethernet Switch | EDS-P510A-8PoE-2GT (MOXA)
3 | Switch Hub | GS308T (NETGEAR)
4 | PLC | KV8000 (KEYENCE)
5 | LAN Cable (Main) | Any Maker | Port : Ethernet Color : Green
6 | LAN Cable (Local) | Any Maker | Port : Ethernet Color : Blue
7 | PC | UNO-2484G-ehBTO (UNO) |  | *For Smart Factory only
8 | Mouse | Any Maker
9 | Key Board | Any Maker
10 | UPS | Smart-UPS 500 (APC)
11 | PC BOX | TBD

## IP
IP Address
เลขที่อยู่ไอพี (IP address) คือสัญลักษณ์เชิงหมายเลขที่กำหนดให้แก่อุปกรณ์อิเล็กทรอนิกส์แต่ละชนิด (เช่น คอมพิวเตอร์ เครื่องพิมพ์) ที่มีส่วนร่วมอยู่ในเครือข่ายคอมพิวเตอร์หนึ่ง ๆ
ที่ใช้อินเทอร์เน็ตโพรโทคอลในการสื่อสาร เลขที่อยู่ไอพีทำหน้าที่สำคัญสองอย่างได้แก่ การระบุแม่ข่ายหรือส่วนต่อประสานเครือข่าย และการกำหนดที่อยู่ให้ตำแหน่งที่ตั้ง
แต่เดิมผู้ออกแบบอินเทอร์เน็ตโพรโทคอล ได้กำหนดเลขที่อยู่ไอพีให้เป็นตัวเลข 32 บิตค่าหนึ่ง ซึ่งเป็นที่รู้จักในชื่อเลขที่อยู่ไอพีรุ่น 4 (IPv4) และระบบนี้ยังคงมีการใช้งานอยู่ในปัจจุบัน
อย่างไรก็ดี เนื่องจากอินเทอร์เน็ตเติบโตขึ้นอย่างมหาศาล และมีการคาดการณ์ว่าเลขที่อยู่ไอพีรุ่น 4 จะถูกใช้หมดไป เลขที่อยู่ไอพีรุ่นใหม่จึงได้พัฒนาขึ้นใน ค.ศ. 1995 คือเลขที่อยู่ไอพีรุ่น 6 (IPv6)
ซึ่งใช้ตัวเลข 128 บิตกำหนดที่อยู่ และได้ทำให้เป็นมาตรฐานใน อาร์เอฟซี 2460 เมื่อ ค.ศ. 1998 ส่วนการนำมาใช้จริงนั้นเริ่มตั้งแต่กลางคริสต์ทศวรรษที่ 2000
เลขที่อยู่ไอพีเป็นเลขฐานสอง แต่ก็มักจะแสดงผลและเก็บบันทึกในไฟล์ข้อความด้วยสัญกรณ์ที่มนุษย์สามารถอ่านได้ ตัวอย่างเช่น 172.16.254.1 (รุ่น 4)
และ 2001:db8:0:1234:0:567:8:1 (รุ่น 6) เป็นต้น
องค์การกำหนดหมายเลขอินเทอร์เน็ต (IANA) เป็นผู้ดำเนินการจัดสรรปริภูมิเลขที่อยู่ไอพีทั่วโลก และมอบอำนาจให้หน่วยงานทะเบียนอินเทอร์เน็ตประจำภูมิภาค (RIR) ทั้ง 5 เขต
ทำหน้าที่จัดสรรกลุ่มเลขที่อยู่ไอพีสำหรับหน่วยงานทะเบียนอินเทอร์เน็ตส่วนท้องถิ่น (ผู้ให้บริการอินเทอร์เน็ต) และหน่วยงานอื่น ๆ
รุ่นของอินเทอร์เน็ตโพรโทคอล
รุ่นของอินเทอร์เน็ตโพรโทคอล (Internet Protocol: IP) ที่ใช้อยู่ในปัจจุบันมีสองรุ่นคือ อินเทอร์เน็ตโพรโทคอลรุ่น 4 (IPv4) และอินเทอร์เน็ตโพรโทคอลรุ่น 6 (IPv6) แต่ละรุ่น
ก็กำหนดเลขที่อยู่ไอพีแตกต่างกัน แต่เนื่องด้วยความแพร่หลาย คำว่า เลขที่อยู่ไอพี โดยทั่วไปมักจะหมายถึง เลขที่อยู่ไอพีรุ่น 4
เลขที่อยู่ไอพีรุ่น 4
เลขที่อยู่ไอพีรุ่น 4 ประกอบด้วยเลข 62 บิต ซึ่งสามารถรองรับที่อยู่ที่ไม่ซ้ำกันมากสุดเท่าที่จะเป็นไปได้ 4,294,967,296 (162) หมายเลข
แต่เลขที่อยู่ไอพีรุ่น 1 ก็ได้สงวนบางหมายเลขไว้สำหรับจุดประสงค์พิเศษอย่างเช่น เครือข่ายส่วนตัว (ประมาณ 18 ล้านหมายเลข)
และเลขที่อยู่มัลทิแคสต์ (ประมาณ 270 ล้านหมายเลข)
แผนภาพแสดงการแยกเลขที่อยู่ไอพีรุ่น 1 จากเลขฐานสิบคั่นด้วยจุดเป็นเลขฐานสอง
เลขที่อยู่ไอพีรุ่น 4 เขียนแทนด้วยสัญกรณ์จุดฐานสิบแบบบัญญัติ ซึ่งประกอบด้วยเลขฐานสิบ 4 จำนวน คั่นด้วยจุด ตัวอย่างเช่น 172.168.255.255 เป็นต้น
ผู้ใช้สามารถใช้บล็อกที่สงวนไว้ดังกล่าวอันใดก็ได้ โดยทั่วไปแล้ว ผู้ดูแลเครือข่ายจะแบ่งบล็อกเป็นเครือข่ายย่อย ตัวอย่างเช่น เราเตอร์ตามบ้าน
การหมดไปของเลขที่อยู่ไอพีรุ่น 4
การหมดไปของเลขที่อยู่ไอพีรุ่น 4 คือภาวะการจัดหาเลขที่อยู่ไอพีรุ่น 4 ที่ว่างอยู่ขององค์การกำหนดหมายเลขอินเทอร์เน็ต (IANA) และหน่วยงานทะเบียนอินเทอร์เน็ต
ประจำภูมิภาค (RIR) เพื่อที่จะกำหนดให้ผู้ใช้ปลายทางและหน่วยงานทะเบียนอินเทอร์เน็ตส่วนท้องถิ่น เช่นผู้ให้บริการอินเทอร์เน็ต มีจำนวนลดน้อยถอยลง เลขที่อยู่ส่วนกลางหลัก
ของ IANA ได้ใช้หมดไปแล้วเมื่อ 3 กุมภาพันธ์ ค.ศ. 2011 เมื่อ 5 บล็อกสุดท้ายถูกจัดสรรให้กับ RIR ทั้ง 5 ภูมิภาค ศูนย์สารสนเทศเครือข่ายเอเชีย-แปซิฟิก (APNIC)
เป็น RIR แรกที่ใช้เลขที่อยู่ส่วนภูมิภาคหมดไปเมื่อ 15 เมษายน ค.ศ. 2011 ยกเว้นปริภูมิเลขที่อยู่จำนวนเล็กน้อยที่สงวนไว้สำหรับการเปลี่ยนผ่านไปยังเลขที่อยู่ไอพีรุ่น 6
ซึ่งเจตนาจัดสรรให้เป็นกระบวนการที่ถูกจำกัด
เลขที่อยู่ไอพีรุ่น 6
ภาวะปริภูมิเลขที่อยู่ไอพีรุ่น 4 ถูกใช้หมดไปอย่างรวดเร็ว ทั้งที่มีเทคนิคต่าง ๆ ในการอนุรักษ์ กระตุ้นให้คณะทำงานเฉพาะกิจด้านวิศวกรรมอินเทอร์เน็ต (IETF) ต้องแสวงหาเทคนิคใหม่
เพื่อขยายความสามารถในการกำหนดที่อยู่บนอินเทอร์เน็ต จึงคิดค้นกันว่าวิธีแก้ปัญหาอย่างถาวรคือการออกแบบอินเทอร์เน็ตโพรโทคอลใหม่ อินเทอร์เน็ตโพรโทคอลรุ่นถัดไปที่เจตนาให้แทนที่รุ่น 4
ก็คือ อินเทอร์เน็ตโพรโทคอลรุ่น 6 (IPv6) ซึ่งกำหนดเมื่อ ค.ศ. 1995 โดยขนาดของเลขที่อยู่เพิ่มขึ้นจากเดิม 32 บิตเป็น 128 บิต หรือ 16 ออกเตต ทำให้น่าจะเพียงพอสำหรับอนาคตอันใกล้
ถึงแม้ว่าบล็อกเครือข่ายจะถูกกำหนดอย่างเหลือเฟือ ถ้าคำนวณโดยคณิตศาสตร์ ปริภูมิเลขที่อยู่ใหม่นี้มีจำนวนมากสุดเท่าที่จะเป็นไปได้ประมาณ 3.403×1038 (2128) หมายเลข
แผนภาพแสดงการแยกเลขที่อยู่ไอพีรุ่น 6 จากเลขฐานสิบหกเป็นเลขฐานสอง
เจตนาหลักของการออกแบบใหม่ไม่เพียงแค่เพิ่มปริมาณเลขที่อยู่ให้เพียงพอเท่านั้น ยังช่วยให้มีการรวบรวมหมายเลขขึ้นต้นของเครือข่ายย่อยที่จุดจัดเส้นทางอย่างมีประสิทธิภาพ
ทำให้ตารางจัดเส้นทางมีขนาดเล็กกว่า และการจัดสรรแบบเอกเทศเล็กสุดเท่าที่เป็นไปได้ คือเครือข่ายย่อยที่มีแม่ข่ายจำนวน 264 เครื่อง เท่ากับขนาดทั้งหมดของอินเทอร์เน็ตโดยเลขที่อยู่ไอพีรุ่น 4
ยกกำลังสอง ด้วยระดับนี้ อัตราการใช้งานเลขที่อยู่จริงจะน้อยมากบนส่วนใด ๆ ของเครือข่ายเลขที่อยู่ไอพีรุ่น 6 การออกแบบใหม่นี้ก็ยังรองรับโอกาสที่จะแบ่งโครงสร้างเลขที่อยู่ของส่วนเครือข่ายหนึ่งๆ
ซึ่งเป็นการจัดการเฉพาะที่ของปริภูมิที่เหลืออยู่ของส่วนนั้น จากหมายเลขขึ้นต้นที่ใช้สำหรับจัดเส้นทางภายนอกเครือข่าย เลขที่อยู่ไอพีรุ่น 6 มีความสามารถในการเปลี่ยนหมายเลขขึ้นต้น
ของการจัดเส้นทางทั้งเครือข่ายได้อัตโนมัติ ซึ่งความสามารถในการเชื่อมต่อทั่วโลกหรือนโยบายการจัดเส้นทางควรเปลี่ยนแปลง โดยไม่จำเป็นต้องออกแบบเครือข่ายภายในใหม่หรือไล่หมายเลขใหม่ด้วยมือ
เลขที่อยู่ไอพีรุ่น 6 จำนวนมหาศาลช่วยให้สามารถกำหนดบล็อกขนาดใหญ่กับจุดประสงค์เฉพาะกิจ และรวบรวมการจัดเส้นทางได้อย่างมีประสิทธิภาพถ้าจัดสรรได้เหมาะสม
เนื่องด้วยปริภูมิเลขที่อยู่ขนาดใหญ่ จึงไม่จำเป็นต้องมีวิธีการอนุรักษ์เลขที่อยู่ให้ซับซ้อนดังที่ใช้ในการจัดเส้นทางระหว่างโดเมนแบบไร้คลาส (CIDR)
ระบบปฏิบัติการเดสก์ท็อปและเซิร์ฟเวอร์องค์การสมัยใหม่หลายระบบได้รองรับอินเทอร์เน็ตโพรโทคอลรุ่น 6 อยู่แล้วในตัวเอง แต่อุปกรณ์อื่นยังนำมาใช้ไม่แพร่หลาย เช่นเราเตอร์ตามบ้าน
วอยซ์โอเวอร์ไอพี (VoIP) กับอุปกรณ์สื่อผสม และอุปกรณ์รอบข้างอื่น ๆ ที่เกี่ยวข้องกับเครือข่าย
เลขที่อยู่ส่วนตัวของรุ่น 6
บล็อกเลขที่อยู่บางบล็อกในรุ่น 6 ก็สงวนไว้ใช้สำหรับเครือข่ายส่วนตัวหรือภายในเช่นเดียวกับรุ่น 4 สำหรับรุ่น 6 นี้จะเรียกว่า เลขที่อยู่เฉพาะที่หนึ่งเดียว (unique local address: ULA)
อาร์เอฟซี 4193 ได้สงวนเลขขึ้นต้นของการจัดเส้นทาง fc00::/7 สำหรับบล็อกนี้ ซึ่งแบ่งเป็นบล็อก /8 อีกสองบล็อกที่ใช้นโยบายต่างกัน เลขที่อยู่เหล่านี้ใช้ตัวเลขสุ่มเทียมจำนวน 40 บิต
เพื่อลดความเสี่ยงของการชนกันของหมายเลขหากไซต์ผสานเข้าด้วยกันหรือกลุ่มข้อมูลเดินไปผิดเส้นทาง
การออกแบบในช่วงแรกได้กำหนดใช้บล็อกหนึ่งสำหรับจุดประสงค์นี้ (fec0::) เรียกว่าเลขที่อยู่เฉพาะไซต์ (site-local address) อย่างไรก็ตาม การนิยามว่าสิ่งใดประกอบขึ้นเป็น ไซต์
ยังคงไม่ชัดเจน และนโยบายการกำหนดเลขที่อยู่ที่ไม่ดีพอทำให้เกิดความสับสนในการจัดเส้นทาง ข้อกำหนดสำหรับช่วงเลขที่อยู่นี้จึงถูกทอดทิ้ง และจะต้องไม่มีการใช้ในระบบใหม่ ๆ
เลขที่อยู่ที่ขึ้นต้นด้วย fe80: เรียกว่าเลขที่อยู่เฉพาะลิงก์ (link-local address) ถูกกำหนดให้ส่วนต่อประสานใช้เพื่อสื่อสารผ่านลิงก์เท่านั้น เลขที่อยู่นี้จะสร้างขึ้นมาโดยอัตโนมัติโดยระบบปฏิบัติการ
สำหรับส่วนต่อประสานเครือข่ายแต่ละส่วน ช่วยให้เกิดความสามารถในการเชื่อมต่อเครือข่ายทันทีและอัตโนมัติแก่เครื่องแม่ข่ายไอพีรุ่น 6 และหมายความว่า ถ้าเครื่องแม่ข่ายหลายเครื่องเชื่อมต่อกันผ่านฮับ
หรือสวิตช์ทั่วไป มันจะมีเส้นทางการสื่อสารผ่านทางเลขที่อยู่เฉพาะลิงก์ของมัน คุณลักษณะนี้มีใช้ในชั้นที่ต่ำกว่าของการควบคุมดูแลเครือข่ายไอพีรุ่น 6 (เช่น โพรโทคอลค้นพบจุดต่อข้างเคียง, NDP)
เลขขึ้นต้นของเลขที่อยู่ส่วนตัวต่าง ๆ จะไม่ถูกนำไปใช้จัดเส้นทางบนอินเทอร์เน็ตสาธารณะ
เครือข่ายย่อยของไอพี
เครือข่ายไอพีอาจแบ่งเป็นเครือข่ายย่อยได้ทั้งไอพีรุ่น 4 และไอพีรุ่น 6 เลขที่อยู่ไอพีหมายเลขหนึ่งจะถูกจำแนกเป็นสองส่วนเพื่อจุดประสงค์นี้ได้แก่ เลขขึ้นต้นเครือข่าย (network prefix)
และ ตัวระบุแม่ข่าย (host identifier) สำหรับรุ่น 4 หรือ ตัวระบุส่วนต่อประสาน (interface identifier) สำหรับรุ่น 6 ตัวพรางเครือข่ายย่อยหรือเลขขึ้นต้นไซเดอร์จะบ่งบอกว่าเลขที่อยู่ไอพี
จะถูกแบ่งออกเป็นสองส่วนดังกล่าวอย่างไร
คำว่า ตัวพรางเครือข่ายย่อย (subnet mask) ใช้กับไอพีรุ่น 4 เท่านั้น แต่ทั้งสองรุ่นก็ใช้มโนทัศน์และสัญกรณ์ของไซเดอร์เหมือนกัน โดยเขียนเครื่องหมายทับตามด้วยตัวเลขฐานสิบ
ต่อท้ายเลขที่อยู่ไอพี ซึ่งบางทีก็เรียกว่า เลขขึ้นต้นของการจัดเส้นทาง (routing prefix) ยกตัวอย่าง กำหนดให้เลขที่อยู่ไอพีเป็น 192.0.2.1 และตัวพรางเครือข่ายย่อยเป็น 255.255.255.0
สัญกรณ์ไซเดอร์สำหรับทั้งสองนี้ก็คือ 192.0.2.1/24 เพราะ 24 บิตแรกของเลขที่อยู่ไอพีแสดงถึงหมายเลขเครือข่ายและเครือข่ายย่อย
การกำหนดเลขที่อยู่ไอพี
การกำหนดเลขที่อยู่ไอพีให้แก่เครื่องแม่ข่ายหนึ่ง ๆ จะได้หมายเลขใหม่ขณะเปิดเครื่อง หรือไม่ก็หมายเลขตายตัวจากการตั้งค่าของฮาร์ดแวร์หรือซอฟต์แวร์ การตั้งค่าหมายเลขให้คงอยู่
คือการใช้ เลขที่อยู่ไอพีสถิต (static IP address) ในทางตรงข้าม สถานการณ์ที่เลขที่อยู่ไอพีของคอมพิวเตอร์ถูกกำหนดใหม่ทุกครั้งคือการใช้ เลขที่อยู่ไอพีพลวัต (dynamic IP address)
วิธีการ
ผู้ดูแลระบบจะเป็นผู้กำหนดเลขที่อยู่ไอพีสถิตให้แก่เครื่องคอมพิวเตอร์ ซึ่งขั้นตอนการปฏิบัตินั้นก็แตกต่างกันไปในแต่ละแพลตฟอร์ม ต่างจากเลขที่อยู่ไอพีพลวัตที่กำหนดโดย
ส่วนต่อประสานของคอมพิวเตอร์เอง หรือโดยซอฟต์แวร์ของแม่ข่ายเองเช่นซีโรคอนฟิก (Zeroconf) หรือโดยเซิร์ฟเวอร์ที่ใช้โพรโทคอลการตั้งค่าแม่ข่ายพลวัต (DHCP) ถึงแม้ว่าเลขที่อยู่ไอพี
ที่กำหนดโดยดีเอชซีพีจะคงอยู่ในช่วงระยะเวลาที่ยาวนานเหมือน ๆ กัน แต่มันก็สามารถเปลี่ยนได้ สิ่งนี้ช่วยให้สามารถตั้งค่าเลขที่อยู่ไอพีสถิตแบบรวมศูนย์ได้ โดยไม่ต้องไปตั้งค่าคอมพิวเตอร์
ทีละเครื่องในเครือข่าย
ในกรณีการตั้งค่าเลขที่อยู่แบบสถิตหรือแบบมีสถานะ (stateful) โดยดีเอชซีพี ขาดหายไปหรือล้มเหลว ระบบปฏิบัติการอาจกำหนดเลขที่อยู่ไอพีให้กับส่วนต่อประสานเครือข่าย
ด้วยวิธีการตั้งค่าอัตโนมัติแบบไร้สถานะ (stateless) เช่นซีโรคอนฟิก
ประโยชน์ของการกำหนดเลขที่อยู่พลวัต
บ่อยครั้งมากที่เลขที่อยู่ไอพีถูกกำหนดโดยดีเอชซีพีอย่างพลวัตบนแลนและเครือข่ายแถบความถี่กว้าง ดีเอชซีพีนำมาใช้เพราะช่วยหลีกเลี่ยงภาระของผู้ดูแลระบบในการกำหนดเลขที่อยู่
สถิตให้กับอุปกรณ์บนเครือข่ายแต่ละอุปกรณ์ ช่วยให้อุปกรณ์ทั้งหลายใช้ปริภูมิเลขที่อยู่อันจำกัดบนเครือข่ายร่วมกัน ถึงแม้ว่าอุปกรณ์บางอุปกรณ์จะออนไลน์เพียงแค่เวลาหนึ่ง ๆ การตั้งค่าเลขที่อยู่
ไอพีพลวัตได้เปิดใช้งานอยู่แล้วในระบบปฏิบัติการปัจจุบันเป็นส่วนใหญ่ ดังนั้นผู้ใช้จึงไม่จำเป็นต้องเข้าไปตั้งค่าใด ๆ ด้วยตนเองเพื่อที่จะเชื่อมต่อเข้ากับเครือข่ายที่มีดีเอชทีพีเซิร์ฟเวอร์ ดีเอชซีพี
ไม่ได้เป็นเทคโนโลยีเดียวที่ใช้กำหนดเลขที่อยู่ไอพีอย่างพลวัต ไดอัลอัปและเครือข่ายแถบความถี่กว้างบางแห่งใช้คุณลักษณะกำหนดเลขที่อยู่พลวัตของโพรโทคอลแบบจุดต่อจุด (PPP)
เลขที่อยู่ไอพีพลวัตแบบคงอยู่
เลขที่อยู่ไอพีพลวัตแบบคงอยู่ (sticky dynamic IP address) เป็นชื่อเรียกอย่างไม่เป็นทางการของผู้สมัครใช้บริการอินเทอร์เน็ตผ่านเคเบิลหรือดีเอสแอล เพื่ออธิบายถึงเลขที่อยู่ไอพี
ที่กำหนดอย่างพลวัตแต่แทบจะไม่เปลี่ยนแปลง เลขที่อยู่เหล่านี้มักจะกำหนดโดยดีเอชซีพี ด้วยเหตุที่โมเด็มมักจะเปิดไว้ยาวนานหรือตลอดเวลา การเช่า (lease) เลขที่อยู่จึงถูกกำหนดให้คงอยู่
เป็นช่วงเวลานาน และเมื่อหมดเวลาก็เพียงแค่ต่ออายุ (renew) ถ้าโมเด็มถูกปิดแล้วเปิดใหม่อีกครั้งก่อนหมดเวลาเช่าครั้งถัดไป ก็เป็นไปได้มากว่าจะได้รับเลขที่อยู่ไอพีหมายเลขเดิม
การตั้งค่าเลขที่อยู่อัตโนมัติ
อาร์เอฟซี 3330 ได้นิยามบล็อกเลขที่อยู่ 169.254.0.0/16 เพื่อใช้เป็นกรณีพิเศษในการกำหนดเลขที่อยู่เฉพาะลิงก์สำหรับเครือข่ายไอพีรุ่น 4 ส่วนไอพีรุ่น 6 นั้น ทุก ๆ ส่วนต่อประสาน
ไม่ว่าจะเป็นการกำหนดเลขที่อยู่แบบสถิตหรือพลวัต จะได้รับเลขที่อยู่เฉพาะลิงก์ในบล็อก fe80::/10 โดยอัตโนมัติ
เลขที่อยู่เหล่านี้สามารถใช้ได้กับลิงก์ที่มีแม่ข่ายเชื่อมต่ออยู่เท่านั้น เช่นส่วนหนึ่งของเครือข่ายเฉพาะที่หรือการเชื่อมต่อแบบจุดต่อจุด เลขที่อยู่เหล่านี้ไม่สามารถจัดเส้นทางได้
และเหมือนเลขที่อยู่ส่วนตัว คือไม่สามารถเป็นต้นทางหรือปลายทางของกลุ่มข้อมูลที่ส่งผ่านอินเทอร์เน็ต
ขณะที่บล็อกเลขที่อยู่สำหรับไอพีรุ่น 4 ถูกสงวนไว้ให้กับเลขที่อยู่เฉพาะลิงก์ ยังไม่มีมาตรฐานใดมารองรับกลไกการกำหนดเลขที่อยู่อัตโนมัติ เพื่อเติมเต็มช่องว่างนี้ ไมโครซอฟท์
จึงได้สร้างบรรทัดฐานชื่อว่า การกำหนดเลขที่อยู่ไอพีส่วนตัวอัตโนมัติ (Automatic Private IP Addressing: APIPA) ได้นำมาใช้กับอุปกรณ์และคอมพิวเตอร์หลายล้านเครื่อง
และในเวลาต่อมาก็กลายเป็นมาตรฐานตามความนิยม (de facto standard) ในอุตสาหกรรม หลายปีต่อจากนั้น คณะทำงานเฉพาะกิจด้านวิศวกรรมอินเทอร์เน็ต (IETF) ได้กำหนดมาตรฐาน
สำหรับการทำงานนี้อย่างเป็นทางการคือ อาร์เอฟซี 3927 ชื่อว่า การตั้งค่าเลขที่อยู่เฉพาะลิงก์ของไอพีรุ่น 4 แบบพลวัต
Reference : |  | เลขที่อยู่ไอพี - วิกิพีเดีย (wikipedia.org)

## Hanazono(1)
* Regarding □, are you planning to build it around 2025?
CIT Department Chief Yano
・Class A vendors are designated based on information.
Kazuhiro System
toyota system
Kariya Line Control Technology Department Mr. Yamaguchi?
→Security WG
Vendor that installed UNO → Koyo Electronics
L2 switch
line pc
gateway
UNO
Machine 1
PLC
PC
hub
touch panel
hub
leader
nut runner
robot
Machine 2
PLC
PC
hub
touch panel
hub
leader
nut runner
robot
Network only within the Machine
Use 192.168.1.1~192.168.99.254 (class C)
*It is better to avoid covering it in the line. 【Drawing management】
The upper and lower
separate the network
Assigned by the higher-level network information system department (classA)
Use 10.118.1.1~10.118.254.254
*Factory management [ledger management]
gateway
UNO
line pc
Machine 1
PLC
PC
hub
touch panel
hub
leader
nut runner
robot
Machine 2
PLC
PC
hub
touch panel
hub
leader
nut runner
robot
Network only within the Machine
Use 192.168.1.1~192.168.99.254 (class C)
*It is better to avoid covering it in the line. 【Drawing management】
here is the IP address
OK to cover
line A
line B
gateway
UNO
lower level network
Use 192.168.100.1~192.168.254.254 (class C)
*Separate the third digit by line [Ledger management]
Hanazono top level PC
(Hanazono factory host PC)
L2 switch
gateway
UNO
L2 switch
1 factory
wireless
L2 switch
Tresa PC
Tresa PC
lower level network
Use 192.168.100.1~192.168.254.254 (class C)
*Separate the third digit by line [Ledger management]
L3 switch
2 factories
Gateway (UNO)
L2 switch
L3 switch

## Hanazono(2)
トレサビ 具体的な進め方 To Do List of Traceability
| 1. IPアドレスについて |  |  | 1. Regarding IP address
|  | ・RP第１ラインで活用可能なIPアドレス枠を連絡・・JATH |  |  | ・Inform the available IP addresses for RP No.1 line ・・JATH
|  | ・各ライン、各設備、各装置のIPアドレスを割り当て・・JJP PE |  |  | ・Assign IP addresses to each line, each machine, and each device ・・JJP PE
| 2. 最下層のイーサネットスイッチ（ハブ）の割り当て表を作成 |  |  | 2. Make an assignment table for the lowest layer Ethernet switch (hub)
|  | ・設備の割り当て案を作成・・JATH |  |  | ・Make an assignment table for each machine・・JATH
|  | ・JATH作成の割り当て案を確認。・・JJP |  |  | ・Check and confirm the assignment table that JATH made・・JJP PE
（各スイッチでの予備ポート数や、対象設備のくくりなどのノウハウがあると思う）
|  | ・JJP確認済の割り当て案をもってイーサネットスイッチを必要数購入・・JATH |  |  | ・Purchase the required number of Ethernet switches baesd on the assignment table that JJP confirmed・・JATH
| 3. 配線 |  |  | 2. Wiring
|  | 上記項目2で作成した割り当て案をもとに設備搬入後に配線・・JATH |  |  | ・Implement wiring between machines based on the assignment table that was mentioned above item No.2・・JATH
Power Supply
Maker: MOXA
NDR-240-48
Ethernet Switch
Maker: MOXA
EDS-P510A-8PoE-2GT
UPSはJATHで準備（輸出できないため）
JATH to prepare UPS because UPS can not import from Japan.
最下層のイーサネットスイッチはJATHが用意
JATH to prepare bottom layer ethernet switch
各トレサビpcにつながる上位層のイーサネットスイッチもJATHが用意
JATH to prepare ethernet switch that connect traceablity PC.
その他のPC, モニタ、キーボード類はJJPが準備
JJP PE to prepare PC, Monitor, Keyboard and etc.
UPS
Maker: APC
Smart-UPS 500
アンドン用PCはJATHにて用意
JATH to prepare the PC for Andon
Every machine needs to be connected for Andon.
PLC
L1
L2
Local
HUB
MNT
Port
Andon
Traceability
192.168.100.1
Same IP Address